{"text_format":"1","workbook":"xlsx","n_sheets":1,"sheets":["CENNIK WAŻNY OD 03.03.2025"],"not_rendered":{"charts":0,"images":0,"macros":1,"external_links":0,"defined_names":1,"comments":0,"pivot_tables":0},"unopened":[],"bounds":{"document_bytes":16777216,"sheet_cells":100000,"rows_first":2000,"rows_last":500,"rows_between":2000,"halvings":0,"cell_chars":16384,"cell_head_chars":4096},"cells_cut":0,"cells_raw":0,"read":"whole","date_system":"1900"}

{"sheet":"CENNIK WAŻNY OD 03.03.2025","index":0,"n_rows":4478,"n_cols":47,"rows_kept":1125,"cut":true,"hidden":false,"merged":[],"bounds":{"rows_first":500,"rows_last":125,"rows_between":500,"halvings":2}}
["Lp","Symbol","Nazwa ","Cena netto za jedn. handlową","Ilość ","Jednostka handlowa","Waluta","Podatek VAT","Kgo","Ilosc w opakowaniu niepodzielnym","Grupa bonusowa","Grupa rabatowa","Symbol poprzednika","EDI","Kod EAN","Kod EAN opakowanie zbiorcze","Kod EAN poprzednika","Nazwa skrócona","ID Kategoria","Towar prywatny","Uwagi do ceny","Uwagi do jm","Ilość w opakowaniu zbiorczym","Min. ilość do zamówienia","Nazwa pliku ze zdjęciem","Nazwa pliku z rys. tech.","Data ważności","Opis techniczny","Uwagi","Dostepnosc","Czas realizacji w dniach","Słowa kluczowe","Klucz do symbolu","Kolor","Waga netto kg","Waga brutto kg","Długość {m}","Szerokość {m}","Wysokość {m}","Wiarygodność ceny","Cena w ProLogu z dnia","Nowy cennik obowiązuje u producenta od dnia","Deklaracje zgodności","Schemat ","zdjęcie produktu","pkwiu","CN 2020"]
[1,"GP-1A/00            ","Gniazdo pojedyncze ",12.3,1,"szt","PLN","23%","",10,null,null,null,null,"5907577410810",null,null,"AKCENT",null,null,"",null,10,null,"https://www.ospel.pl/sites/all/pliki/import/image/podtynk/akcent/bialy/gp-1a_00.jpg","https://www.ospel.pl/sites/all/pliki/import/image/rysunki/akcent/gniazda_pojedyncze_ip20_bk.jpg",null,"16A/250~, IP-20, zaciski gwintowe","","",null,null,null,"BIAŁY",null,"0,0595 kg","82 mm","82 mm","31 mm",null,null,"2025-03-03",null,"","https://www.ospel.pl/sites/all/pliki/import/image/podtynk/akcent/bialy/gp-1a_00.jpg","27.33.13.0","8536 69 90"]
[2,"GP-1A/01            ","Gniazdo pojedyncze ",12.3,1,"szt","PLN","23%","",10,null,null,null,null,"5907577413446",null,null,"AKCENT",null,null,"",null,10,null,"https://www.ospel.pl/sites/all/pliki/import/image/podtynk/akcent/bezowy/gp-1a_01.jpg","",null,"16A/250~, IP-20, zaciski gwintowe","","",null,null,null,"BEŻOWY",null,"0,0595 kg","82 mm","82 mm","31 mm",null,null,"2025-03-03",null,"","https://www.ospel.pl/sites/all/pliki/import/image/podtynk/akcent/bezowy/gp-1a_01.jpg","27.33.13.0","8536 69 90"]
[3,"GP-1A/24            ","Gniazdo pojedyncze ",12.3,1,"szt","PLN","23%","",10,null,null,null,null,"5907577413804",null,null,"AKCENT",null,null,"",null,10,null,"https://www.ospel.pl/sites/all/pliki/import/image/podtynk/akcent/brazowy/gp-1a_24.jpg","https://www.ospel.pl/sites/all/pliki/import/image/rysunki/akcent/gniazda_pojedyncze_ip20_bk.jpg",null,"16A/250~, IP-20, zaciski gwintowe","","",null,null,null,"BRĄZOWY",null,"0,0595 kg","82 mm","82 mm","31 mm",null,null,"2025-03-03",null,"","https://www.ospel.pl/sites/all/pliki/import/image/podtynk/akcent/brazowy/gp-1a_24.jpg","27.33.13.0","8536 69 90"]
[4,"GP-1AP/00           ","Gniazdo pojedyncze z przesłonami torów prądowych",14.9,1,"szt","PLN","23%","",10,null,null,null,null,"5907577430443",null,null,"AKCENT",null,null,"",null,10,null,"https://www.ospel.pl/sites/all/pliki/import/image/podtynk/akcent/bialy/gp-1a_00.jpg","https://www.ospel.pl/sites/all/pliki/import/image/rysunki/akcent/gniazda_pojedyncze_ip20_bk.jpg",null,"16A/250~, IP-20, zaciski gwintowe","","",null,null,null,"BIAŁY",null,"0,06 kg","82 mm","82 mm","31 mm",null,null,"2025-03-03",null,"","https://www.ospel.pl/sites/all/pliki/import/image/podtynk/akcent/bialy/gp-1a_00.jpg","27.33.13.0","8536 69 90"]
[5,"GP-1AP/01           ","Gniazdo pojedyncze z przesłonami torów prądowych",14.9,1,"szt","PLN","23%","",10,null,null,null,null,"5907577430450",null,null,"AKCENT",null,null,"",null,10,null,"https://www.ospel.pl/sites/all/pliki/import/image/podtynk/akcent/bezowy/gp-1a_01.jpg","https://www.ospel.pl/sites/all/pliki/import/image/rysunki/akcent/gniazda_pojedyncze_ip20_bk.jpg",null,"16A/250~, IP-20, zaciski gwintowe","","",null,null,null,"BEŻOWY",null,"0,06 kg","82 mm","82 mm","31 mm",null,null,"2025-03-03",null,"","https://www.ospel.pl/sites/all/pliki/import/image/podtynk/akcent/bezowy/gp-1a_01.jpg","27.33.13.0","8536 69 90"]
[6,"GP-1AP/24           ","Gniazdo pojedyncze z przesłonami torów prądowych",14.9,1,"szt","PLN","23%","",10,null,null,null,null,"5907577430467",null,null,"AKCENT",null,null,"",null,10,null,"https://www.ospel.pl/sites/all/pliki/import/image/podtynk/akcent/brazowy/gp-1a_24.jpg","https://www.ospel.pl/sites/all/pliki/import/image/rysunki/akcent/gniazda_pojedyncze_ip20_bk.jpg",null,"16A/250~, IP-20, zaciski gwintowe","","",null,null,null,"BRĄZOWY",null,"0,06 kg","82 mm","82 mm","31 mm",null,null,"2025-03-03",null,"","https://www.ospel.pl/sites/all/pliki/import/image/podtynk/akcent/brazowy/gp-1a_24.jpg","27.33.13.0","8536 69 90"]
[7,"GP-1AS/00           ","Gniazdo pojedyncze z uziemieniem schuko ",16.8,1,"szt","PLN","23%","",10,null,null,null,null,"5907577419622",null,null,"AKCENT",null,null,"",null,10,null,"https://www.ospel.pl/sites/all/pliki/import/image/podtynk/akcent/bialy/gp-1as_00.jpg","https://www.ospel.pl/sites/all/pliki/import/image/rysunki/akcent/gniazda_pojedyncze_schucko.jpg",null,"16A/250~, IP-20, zaciski gwintowe","","",null,null,null,"BIAŁY",null,"0,0595 kg","82 mm","82 mm","30 mm",null,null,"2025-03-03",null,"","https://www.ospel.pl/sites/all/pliki/import/image/podtynk/akcent/bialy/gp-1as_00.jpg","27.33.13.0","8536 69 90"]
[8,"GP-1AS/01           ","Gniazdo pojedyncze z uziemieniem schuko ",16.8,1,"szt","PLN","23%","",10,null,null,null,null,"5907577419646",null,null,"AKCENT",null,null,"",null,10,null,"https://www.ospel.pl/sites/all/pliki/import/image/podtynk/akcent/bezowy/gp-1as_01.jpg","https://www.ospel.pl/sites/all/pliki/import/image/rysunki/akcent/gniazda_pojedyncze_schucko.jpg",null,"16A/250~, IP-20, zaciski gwintowe","","",null,null,null,"BEŻOWY",null,"0,0595 kg","82 mm","82 mm","30 mm",null,null,"2025-03-03",null,"","https://www.ospel.pl/sites/all/pliki/import/image/podtynk/akcent/bezowy/gp-1as_01.jpg","27.33.13.0","8536 69 90"]
[9,"GP-1AS/24           ","Gniazdo pojedyncze z uziemieniem schuko ",16.8,1,"szt","PLN","23%","",10,null,null,null,null,"5907577419660",null,null,"AKCENT",null,null,"",null,10,null,"https://www.ospel.pl/sites/all/pliki/import/image/podtynk/akcent/brazowy/gp-1as_24.jpg","https://www.ospel.pl/sites/all/pliki/import/image/rysunki/akcent/gniazda_pojedyncze_schucko.jpg",null,"16A/250~, IP-20, zaciski gwintowe","","",null,null,null,"BRĄZOWY",null,"0,0595 kg","82 mm","82 mm","30 mm",null,null,"2025-03-03",null,"","https://www.ospel.pl/sites/all/pliki/import/image/podtynk/akcent/brazowy/gp-1as_24.jpg","27.33.13.0","8536 69 90"]
[10,"GP-1ASP/00          ","Gniazdo pojedyncze z uziemieniem schuko z przesłonami torów prądowych",17.600000000000001,1,"szt","PLN","23%","",10,null,null,null,null,"5907577424718",null,null,"AKCENT",null,null,"",null,10,null,"https://www.ospel.pl/sites/all/pliki/import/image/podtynk/akcent/bialy/gp-1asp_00.jpg","https://www.ospel.pl/sites/all/pliki/import/image/rysunki/akcent/gniazda_pojedyncze_schucko.jpg",null,"16A/250~, IP-20, zaciski gwintowe","","",null,null,null,"BIAŁY",null,"0,0605 kg","82 mm","82 mm","30 mm",null,null,"2025-03-03",null,"","https://www.ospel.pl/sites/all/pliki/import/image/podtynk/akcent/bialy/gp-1asp_00.jpg","27.33.13.0","8536 69 90"]
[11,"GP-1ASP/01          ","Gniazdo pojedyncze z uziemieniem schuko z przesłonami torów prądowych",17.600000000000001,1,"szt","PLN","23%","",10,null,null,null,null,"5907577433826",null,null,"AKCENT",null,null,"",null,10,null,"https://www.ospel.pl/sites/all/pliki/import/image/podtynk/akcent/bezowy/gp-1asp_01.jpg","https://www.ospel.pl/sites/all/pliki/import/image/rysunki/akcent/gniazda_pojedyncze_schucko.jpg",null,"16A/250~, IP-20, zaciski gwintowe","","",null,null,null,"BEŻOWY",null,"0,0605 kg","82 mm","82 mm","30 mm",null,null,"2025-03-03",null,"","https://www.ospel.pl/sites/all/pliki/import/image/podtynk/akcent/bezowy/gp-1asp_01.jpg","27.33.13.0","8536 69 90"]
[12,"GP-1ASP/24          ","Gniazdo pojedyncze z uziemieniem schuko z przesłonami torów prądowych",17.600000000000001,1,"szt","PLN","23%","",10,null,null,null,null,"5907577433833",null,null,"AKCENT",null,null,"",null,10,null,"https://www.ospel.pl/sites/all/pliki/import/image/podtynk/akcent/brazowy/gp-1asp_24.jpg","https://www.ospel.pl/sites/all/pliki/import/image/rysunki/akcent/gniazda_pojedyncze_schucko.jpg",null,"16A/250~, IP-20, zaciski gwintowe","","",null,null,null,"BRĄZOWY",null,"0,0605 kg","82 mm","82 mm","30 mm",null,null,"2025-03-03",null,"","https://www.ospel.pl/sites/all/pliki/import/image/podtynk/akcent/brazowy/gp-1asp_24.jpg","27.33.13.0","8536 69 90"]
[13,"GP-1AZ/00           ","Gniazdo pojedyncze z uziemieniem ",12.9,1,"szt","PLN","23%","",10,null,null,null,null,"5907577410827",null,null,"AKCENT",null,null,"",null,10,null,"https://www.ospel.pl/sites/all/pliki/import/image/podtynk/akcent/bialy/gp-1az_00.jpg","https://www.ospel.pl/sites/all/pliki/import/image/rysunki/akcent/gniazda_pojedyncze_ip20.jpg",null,"16A/250~, IP-20, zaciski gwintowe","","",null,null,null,"BIAŁY",null,"0,0635 kg","82 mm","82 mm","31 mm",null,null,"2025-03-03",null,"","https://www.ospel.pl/sites/all/pliki/import/image/podtynk/akcent/bialy/gp-1az_00.jpg","27.33.13.0","8536 69 90"]
[14,"GP-1AZ/01           ","Gniazdo pojedyncze z uziemieniem ",12.9,1,"szt","PLN","23%","",10,null,null,null,null,"5907577413453",null,null,"AKCENT",null,null,"",null,10,null,"https://www.ospel.pl/sites/all/pliki/import/image/podtynk/akcent/bezowy/gp-1az_01.jpg","https://www.ospel.pl/sites/all/pliki/import/image/rysunki/akcent/gniazda_pojedyncze_ip20.jpg",null,"16A/250~, IP-20, zaciski gwintowe","","",null,null,null,"BEŻOWY",null,"0,0635 kg","82 mm","82 mm","31 mm",null,null,"2025-03-03",null,"","https://www.ospel.pl/sites/all/pliki/import/image/podtynk/akcent/bezowy/gp-1az_01.jpg","27.33.13.0","8536 69 90"]
[15,"GP-1AZ/24           ","Gniazdo pojedyncze z uziemieniem ",12.9,1,"szt","PLN","23%","",10,null,null,null,null,"5907577413811",null,null,"AKCENT",null,null,"",null,10,null,"https://www.ospel.pl/sites/all/pliki/import/image/podtynk/akcent/brazowy/gp-1az_24.jpg","https://www.ospel.pl/sites/all/pliki/import/image/rysunki/akcent/gniazda_pojedyncze_ip20.jpg",null,"16A/250~, IP-20, zaciski gwintowe","","",null,null,null,"BRĄZOWY",null,"0,0635 kg","82 mm","82 mm","31 mm",null,null,"2025-03-03",null,"","https://www.ospel.pl/sites/all/pliki/import/image/podtynk/akcent/brazowy/gp-1az_24.jpg","27.33.13.0","8536 69 90"]
[16,"GP-1AZP/00          ","Gniazdo pojedyncze z uziemieniem z przesłonami torów prądowych",16.7,1,"szt","PLN","23%","",10,null,null,null,null,"5907577430481",null,null,"AKCENT",null,null,"",null,10,null,"https://www.ospel.pl/sites/all/pliki/import/image/podtynk/akcent/bialy/gp-1az_00.jpg","https://www.ospel.pl/sites/all/pliki/import/image/rysunki/akcent/gniazda_pojedyncze_ip20.jpg",null,"16A/250~, IP-20, zaciski gwintowe","","",null,null,null,"BIAŁY",null,"0,065 kg","82 mm","82 mm","31 mm",null,null,"2025-03-03",null,"","https://www.ospel.pl/sites/all/pliki/import/image/podtynk/akcent/bialy/gp-1az_00.jpg","27.33.13.0","8536 69 90"]
[17,"GP-1AZP/01          ","Gniazdo pojedyncze z uziemieniem z przesłonami torów prądowych",16.7,1,"szt","PLN","23%","",10,null,null,null,null,"5907577430498",null,null,"AKCENT",null,null,"",null,10,null,"https://www.ospel.pl/sites/all/pliki/import/image/podtynk/akcent/bezowy/gp-1az_01.jpg","https://www.ospel.pl/sites/all/pliki/import/image/rysunki/akcent/gniazda_pojedyncze_ip20.jpg",null,"16A/250~, IP-20, zaciski gwintowe","","",null,null,null,"BEŻOWY",null,"0,065 kg","82 mm","82 mm","31 mm",null,null,"2025-03-03",null,"","https://www.ospel.pl/sites/all/pliki/import/image/podtynk/akcent/bezowy/gp-1az_01.jpg","27.33.13.0","8536 69 90"]
[18,"GP-1AZP/24          ","Gniazdo pojedyncze z uziemieniem z przesłonami torów prądowych",16.7,1,"szt","PLN","23%","",10,null,null,null,null,"5907577430504",null,null,"AKCENT",null,null,"",null,10,null,"https://www.ospel.pl/sites/all/pliki/import/image/podtynk/akcent/brazowy/gp-1az_24.jpg","https://www.ospel.pl/sites/all/pliki/import/image/rysunki/akcent/gniazda_pojedyncze_ip20.jpg",null,"16A/250~, IP-20, zaciski gwintowe","","",null,null,null,"BRĄZOWY",null,"0,065 kg","82 mm","82 mm","31 mm",null,null,"2025-03-03",null,"","https://www.ospel.pl/sites/all/pliki/import/image/podtynk/akcent/brazowy/gp-1az_24.jpg","27.33.13.0","8536 69 90"]
[19,"GP-2A/00            ","Gniazdo podwójne ",15,1,"szt","PLN","23%","",10,null,null,null,null,"5907577410834",null,null,"AKCENT",null,null,"",null,10,null,"https://www.ospel.pl/sites/all/pliki/import/image/podtynk/akcent/bialy/gp-2a_00.jpg","https://www.ospel.pl/sites/all/pliki/import/image/rysunki/akcent/gniazda_podwojne_bk.jpg",null,"16A/250~, IP-20, zaciski gwintowe","","",null,null,null,"BIAŁY",null,"0,062 kg","82 mm","82 mm","28 mm",null,null,"2025-03-03",null,"","https://www.ospel.pl/sites/all/pliki/import/image/podtynk/akcent/bialy/gp-2a_00.jpg","27.33.13.0","8536 69 90"]
[20,"GP-2A/01            ","Gniazdo podwójne ",15,1,"szt","PLN","23%","",10,null,null,null,null,"5907577413460",null,null,"AKCENT",null,null,"",null,10,null,"https://www.ospel.pl/sites/all/pliki/import/image/podtynk/akcent/bezowy/gp-2a_01.jpg","https://www.ospel.pl/sites/all/pliki/import/image/rysunki/akcent/gniazda_podwojne_bk.jpg",null,"16A/250~, IP-20, zaciski gwintowe","","",null,null,null,"BEŻOWY",null,"0,062 kg","82 mm","82 mm","28 mm",null,null,"2025-03-03",null,"","https://www.ospel.pl/sites/all/pliki/import/image/podtynk/akcent/bezowy/gp-2a_01.jpg","27.33.13.0","8536 69 90"]
[21,"GP-2A/24            ","Gniazdo podwójne ",15,1,"szt","PLN","23%","",10,null,null,null,null,"5907577413828",null,null,"AKCENT",null,null,"",null,10,null,"https://www.ospel.pl/sites/all/pliki/import/image/podtynk/akcent/brazowy/gp-2a_24.jpg","https://www.ospel.pl/sites/all/pliki/import/image/rysunki/akcent/gniazda_podwojne_bk.jpg",null,"16A/250~, IP-20, zaciski gwintowe","","",null,null,null,"BRĄZOWY",null,"0,062 kg","82 mm","82 mm","28 mm",null,null,"2025-03-03",null,"","https://www.ospel.pl/sites/all/pliki/import/image/podtynk/akcent/brazowy/gp-2a_24.jpg","27.33.13.0","8536 69 90"]
[22,"GP-2AC/00           ","Gniazdo podwójne z uziemieniem z funkcją niezamienności faz",18.399999999999999,1,"szt","PLN","23%","",10,null,null,null,null,"5907577426309",null,null,"AKCENT",null,null,"",null,10,null,"https://www.ospel.pl/sites/all/pliki/import/image/podtynk/akcent/bialy/gp-2ac_00.jpg","https://www.ospel.pl/sites/all/pliki/import/image/rysunki/akcent/gniazda_podwojne_nf.jpg",null,"16A/250~, IP-20, zaciski gwintowe","","",null,null,null,"BIAŁY",null,"0,08 kg","87 mm","82 mm","23 mm",null,null,"2025-03-03",null,"","https://www.ospel.pl/sites/all/pliki/import/image/podtynk/akcent/bialy/gp-2ac_00.jpg","27.33.13.0","8536 69 90"]
[23,"GP-2AC/01           ","Gniazdo podwójne z uziemieniem z funkcją niezamienności faz",18.399999999999999,1,"szt","PLN","23%","",10,null,null,null,null,"5907577426323",null,null,"AKCENT",null,null,"",null,10,null,"https://www.ospel.pl/sites/all/pliki/import/image/podtynk/akcent/bezowy/gp-2ac_01.jpg","https://www.ospel.pl/sites/all/pliki/import/image/rysunki/akcent/gniazda_podwojne_nf.jpg",null,"16A/250~, IP-20, zaciski gwintowe","","",null,null,null,"BEŻOWY",null,"0,08 kg","87 mm","82 mm","23 mm",null,null,"2025-03-03",null,"","https://www.ospel.pl/sites/all/pliki/import/image/podtynk/akcent/bezowy/gp-2ac_01.jpg","27.33.13.0","8536 69 90"]
[24,"GP-2AC/24           ","Gniazdo podwójne z uziemieniem z funkcją niezamienności faz",18.399999999999999,1,"szt","PLN","23%","",10,null,null,null,null,"5907577426316",null,null,"AKCENT",null,null,"",null,10,null,"https://www.ospel.pl/sites/all/pliki/import/image/podtynk/akcent/brazowy/gp-2ac_24.jpg","https://www.ospel.pl/sites/all/pliki/import/image/rysunki/akcent/gniazda_podwojne_nf.jpg",null,"16A/250~, IP-20, zaciski gwintowe","","",null,null,null,"BRĄZOWY",null,"0,08 kg","87 mm","82 mm","23 mm",null,null,"2025-03-03",null,"","https://www.ospel.pl/sites/all/pliki/import/image/podtynk/akcent/brazowy/gp-2ac_24.jpg","27.33.13.0","8536 69 90"]
[25,"GP-2AS/00           ","Gniazdo podwójne z uziemieniem schuko ",21.2,1,"szt","PLN","23%","",10,null,null,null,null,"5907577420246",null,null,"AKCENT",null,null,"",null,10,null,"https://www.ospel.pl/sites/all/pliki/import/image/podtynk/akcent/bialy/gp-2as_00.jpg","https://www.ospel.pl/sites/all/pliki/import/image/rysunki/akcent/gniazda_podwojne_schucko.jpg",null,"16A/250~, IP-20, zaciski gwintowe","","",null,null,null,"BIAŁY",null,"0,083 kg","87 mm","82 mm","22 mm",null,null,"2025-03-03",null,"","https://www.ospel.pl/sites/all/pliki/import/image/podtynk/akcent/bialy/gp-2as_00.jpg","27.33.13.0","8536 69 90"]
[26,"GP-2AS/01           ","Gniazdo podwójne z uziemieniem schuko ",21.2,1,"szt","PLN","23%","",10,null,null,null,null,"5907577422455",null,null,"AKCENT",null,null,"",null,10,null,"https://www.ospel.pl/sites/all/pliki/import/image/podtynk/akcent/bezowy/gp-2as_01.jpg","https://www.ospel.pl/sites/all/pliki/import/image/rysunki/akcent/gniazda_podwojne_schucko.jpg",null,"16A/250~, IP-20, zaciski gwintowe","","",null,null,null,"BEŻOWY",null,"0,083 kg","87 mm","82 mm","22 mm",null,null,"2025-03-03",null,"","https://www.ospel.pl/sites/all/pliki/import/image/podtynk/akcent/bezowy/gp-2as_01.jpg","27.33.13.0","8536 69 90"]
[27,"GP-2AS/24           ","Gniazdo podwójne z uziemieniem schuko ",21.2,1,"szt","PLN","23%","",10,null,null,null,null,"5907577422479",null,null,"AKCENT",null,null,"",null,10,null,"https://www.ospel.pl/sites/all/pliki/import/image/podtynk/akcent/brazowy/gp-2as_24.jpg","https://www.ospel.pl/sites/all/pliki/import/image/rysunki/akcent/gniazda_podwojne_schucko.jpg",null,"16A/250~, IP-20, zaciski gwintowe","","",null,null,null,"BRĄZOWY",null,"0,083 kg","87 mm","82 mm","22 mm",null,null,"2025-03-03",null,"","https://www.ospel.pl/sites/all/pliki/import/image/podtynk/akcent/brazowy/gp-2as_24.jpg","27.33.13.0","8536 69 90"]
[28,"GP-2ASP/00          ","Gniazdo podwójne z uziemieniem schuko z przesłonami torów prądowych",22.9,1,"szt","PLN","23%","",10,null,null,null,null,"5907577425586",null,null,"AKCENT",null,null,"",null,10,null,"https://www.ospel.pl/sites/all/pliki/import/image/podtynk/akcent/bialy/gp-2asp_00.jpg","https://www.ospel.pl/sites/all/pliki/import/image/rysunki/akcent/gniazda_podwojne_schucko.jpg",null,"16A/250~, IP-20, zaciski gwintowe","","",null,null,null,"BIAŁY",null,"0,084 kg","87 mm","82 mm","22 mm",null,null,"2025-03-03",null,"","https://www.ospel.pl/sites/all/pliki/import/image/podtynk/akcent/bialy/gp-2asp_00.jpg","27.33.13.0","8536 69 90"]
[29,"GP-2ASP/01          ","Gniazdo podwójne z uziemieniem schuko z przesłonami torów prądowych",22.9,1,"szt","PLN","23%","",10,null,null,null,null,"5907577434786",null,null,"AKCENT",null,null,"",null,10,null,"https://www.ospel.pl/sites/all/pliki/import/image/podtynk/akcent/bezowy/gp-2asp_01.jpg","https://www.ospel.pl/sites/all/pliki/import/image/rysunki/akcent/gniazda_podwojne_schucko.jpg",null,"16A/250~, IP-20, zaciski gwintowe","","",null,null,null,"BEŻOWY",null,"0,084 kg","87 mm","82 mm","22 mm",null,null,"2025-03-03",null,"","https://www.ospel.pl/sites/all/pliki/import/image/podtynk/akcent/bezowy/gp-2asp_01.jpg","27.33.13.0","8536 69 90"]
[30,"GP-2ASP/24          ","Gniazdo podwójne z uziemieniem schuko z przesłonami torów prądowych",22.9,1,"szt","PLN","23%","",10,null,null,null,null,"5907577442286",null,null,"AKCENT",null,null,"",null,10,null,"https://www.ospel.pl/sites/all/pliki/import/image/podtynk/akcent/brazowy/gp-2asp_24.jpg","https://www.ospel.pl/sites/all/pliki/import/image/rysunki/akcent/gniazda_podwojne_schucko.jpg",null,"16A/250~, IP-20, zaciski gwintowe","","",null,null,null,"BRĄZOWY",null,"0,084 kg","87 mm","82 mm","22 mm",null,null,"2025-03-03",null,"","https://www.ospel.pl/sites/all/pliki/import/image/podtynk/akcent/brazowy/gp-2asp_24.jpg","27.33.13.0","8536 69 90"]
[31,"GP-2AZ/00           ","Gniazdo podwójne z uziemieniem ",16.2,1,"szt","PLN","23%","",10,null,null,null,null,"5907577410841",null,null,"AKCENT",null,null,"",null,10,null,"https://www.ospel.pl/sites/all/pliki/import/image/podtynk/akcent/bialy/gp-2az_00.jpg","https://www.ospel.pl/sites/all/pliki/import/image/rysunki/akcent/gniazda_podwojne.jpg",null,"16A/250~, IP-20, zaciski gwintowe","","",null,null,null,"BIAŁY",null,"0,0735 kg","82 mm","82 mm","28 mm",null,null,"2025-03-03",null,"","https://www.ospel.pl/sites/all/pliki/import/image/podtynk/akcent/bialy/gp-2az_00.jpg","27.33.13.0","8536 69 90"]
[32,"GP-2AZ/01           ","Gniazdo podwójne z uziemieniem ",16.2,1,"szt","PLN","23%","",10,null,null,null,null,"5907577413477",null,null,"AKCENT",null,null,"",null,10,null,"https://www.ospel.pl/sites/all/pliki/import/image/podtynk/akcent/bezowy/gp-2az_01.jpg","https://www.ospel.pl/sites/all/pliki/import/image/rysunki/akcent/gniazda_podwojne.jpg",null,"16A/250~, IP-20, zaciski gwintowe","","",null,null,null,"BEŻOWY",null,"0,0735 kg","82 mm","82 mm","28 mm",null,null,"2025-03-03",null,"","https://www.ospel.pl/sites/all/pliki/import/image/podtynk/akcent/bezowy/gp-2az_01.jpg","27.33.13.0","8536 69 90"]
[33,"GP-2AZ/24           ","Gniazdo podwójne z uziemieniem ",16.2,1,"szt","PLN","23%","",10,null,null,null,null,"5907577413835",null,null,"AKCENT",null,null,"",null,10,null,"https://www.ospel.pl/sites/all/pliki/import/image/podtynk/akcent/brazowy/gp-2az_24.jpg","https://www.ospel.pl/sites/all/pliki/import/image/rysunki/akcent/gniazda_podwojne.jpg",null,"16A/250~, IP-20, zaciski gwintowe","","",null,null,null,"BRĄZOWY",null,"0,0735 kg","82 mm","82 mm","28 mm",null,null,"2025-03-03",null,"","https://www.ospel.pl/sites/all/pliki/import/image/podtynk/akcent/brazowy/gp-2az_24.jpg","27.33.13.0","8536 69 90"]
[34,"GPA-10AP/00         ","Gniazdo RTV przelotowe 10-dB ",54.1,1,"szt","PLN","23%","",10,null,null,null,null,"5907577410919",null,null,"AKCENT",null,null,"",null,10,null,"https://www.ospel.pl/sites/all/pliki/import/image/podtynk/akcent/bialy/gpa-ak_00.jpg","https://www.ospel.pl/sites/all/pliki/import/image/rysunki/akcent/gniazda_rtv.jpg",null,"Współczynnik tłumienia 10dB","","",null,null,null,"BIAŁY",null,"0,124 kg","82 mm","82 mm","20 mm",null,null,"2025-03-03",null,"https://www.ospel.pl/sites/all/pliki/import/image/schematy/rtv_sat.pdf","https://www.ospel.pl/sites/all/pliki/import/image/podtynk/akcent/bialy/gpa-ak_00.jpg","26.40.52.0","8517 18 00"]
[35,"GPA-10AP/01         ","Gniazdo RTV przelotowe 10-dB ",54.1,1,"szt","PLN","23%","",10,null,null,null,null,"5907577413514",null,null,"AKCENT",null,null,"",null,10,null,"https://www.ospel.pl/sites/all/pliki/import/image/podtynk/akcent/bezowy/gpa-10ap_01.jpg","https://www.ospel.pl/sites/all/pliki/import/image/rysunki/akcent/gniazda_rtv.jpg",null,"Współczynnik tłumienia 10dB","","",null,null,null,"BEŻOWY",null,"0,124 kg","82 mm","82 mm","20 mm",null,null,"2025-03-03",null,"https://www.ospel.pl/sites/all/pliki/import/image/schematy/rtv_sat.pdf","https://www.ospel.pl/sites/all/pliki/import/image/podtynk/akcent/bezowy/gpa-10ap_01.jpg","26.40.52.0","8517 18 00"]
[36,"GPA-10AP/24         ","Gniazdo RTV przelotowe 10-dB ",54.1,1,"szt","PLN","23%","",10,null,null,null,null,"5907577413880",null,null,"AKCENT",null,null,"",null,10,null,"https://www.ospel.pl/sites/all/pliki/import/image/podtynk/akcent/brazowy/gpa-ak_24.jpg","https://www.ospel.pl/sites/all/pliki/import/image/rysunki/akcent/gniazda_rtv.jpg",null,"Współczynnik tłumienia 10dB","","",null,null,null,"BRĄZOWY",null,"0,124 kg","82 mm","82 mm","20 mm",null,null,"2025-03-03",null,"https://www.ospel.pl/sites/all/pliki/import/image/schematy/rtv_sat.pdf","https://www.ospel.pl/sites/all/pliki/import/image/podtynk/akcent/brazowy/gpa-ak_24.jpg","26.40.52.0","8517 18 00"]
[37,"GPA-10APZ/00        ","Gniazdo RTV zakończeniowe ",57.5,1,"szt","PLN","23%","",10,null,null,null,null,"5907577410902",null,null,"AKCENT",null,null,"",null,10,null,"https://www.ospel.pl/sites/all/pliki/import/image/podtynk/akcent/bialy/gpa-ak_00.jpg","https://www.ospel.pl/sites/all/pliki/import/image/rysunki/akcent/gniazda_rtv.jpg",null,"Współczynnik tłumienia 10dB","","",null,null,null,"BIAŁY",null,"0,124 kg","82 mm","82 mm","20 mm",null,null,"2025-03-03",null,"https://www.ospel.pl/sites/all/pliki/import/image/schematy/rtv_sat.pdf","https://www.ospel.pl/sites/all/pliki/import/image/podtynk/akcent/bialy/gpa-ak_00.jpg","26.40.52.0","8517 18 00"]
[38,"GPA-10APZ/01        ","Gniazdo RTV zakończeniowe ",57.5,1,"szt","PLN","23%","",10,null,null,null,null,"5907577413507",null,null,"AKCENT",null,null,"",null,10,null,"https://www.ospel.pl/sites/all/pliki/import/image/podtynk/akcent/bezowy/gpa-10ap_01.jpg","https://www.ospel.pl/sites/all/pliki/import/image/rysunki/akcent/gniazda_rtv.jpg",null,"Współczynnik tłumienia 10dB","","",null,null,null,"BEŻOWY",null,"0,124 kg","82 mm","82 mm","20 mm",null,null,"2025-03-03",null,"https://www.ospel.pl/sites/all/pliki/import/image/schematy/rtv_sat.pdf","https://www.ospel.pl/sites/all/pliki/import/image/podtynk/akcent/bezowy/gpa-10ap_01.jpg","26.40.52.0","8517 18 00"]
[39,"GPA-10APZ/24        ","Gniazdo RTV zakończeniowe ",57.5,1,"szt","PLN","23%","",10,null,null,null,null,"5907577413873",null,null,"AKCENT",null,null,"",null,10,null,"https://www.ospel.pl/sites/all/pliki/import/image/podtynk/akcent/brazowy/gpa-ak_24.jpg","https://www.ospel.pl/sites/all/pliki/import/image/rysunki/akcent/gniazda_rtv.jpg",null,"Współczynnik tłumienia 10dB","","",null,null,null,"BRĄZOWY",null,"0,124 kg","82 mm","82 mm","20 mm",null,null,"2025-03-03",null,"https://www.ospel.pl/sites/all/pliki/import/image/schematy/rtv_sat.pdf","https://www.ospel.pl/sites/all/pliki/import/image/podtynk/akcent/brazowy/gpa-ak_24.jpg","26.40.52.0","8517 18 00"]
[40,"GPA-14AP/00         ","Gniazdo RTV przelotowe 14-dB ",54.1,1,"szt","PLN","23%","",10,null,null,null,null,"5907577410926",null,null,"AKCENT",null,null,"",null,10,null,"https://www.ospel.pl/sites/all/pliki/import/image/podtynk/akcent/bialy/gpa-ak_00.jpg","https://www.ospel.pl/sites/all/pliki/import/image/rysunki/akcent/gniazda_rtv.jpg",null,"Współczynnik tłumienia 14dB","","",null,null,null,"BIAŁY",null,"0,124 kg","82 mm","82 mm","20 mm",null,null,"2025-03-03",null,"https://www.ospel.pl/sites/all/pliki/import/image/schematy/rtv_sat.pdf","https://www.ospel.pl/sites/all/pliki/import/image/podtynk/akcent/bialy/gpa-ak_00.jpg","26.40.52.0","8517 18 00"]
[41,"GPA-14AP/01         ","Gniazdo RTV przelotowe 14-dB ",54.1,1,"szt","PLN","23%","",10,null,null,null,null,"5907577413521",null,null,"AKCENT",null,null,"",null,10,null,"https://www.ospel.pl/sites/all/pliki/import/image/podtynk/akcent/bezowy/gpa-10ap_01.jpg","https://www.ospel.pl/sites/all/pliki/import/image/rysunki/akcent/gniazda_rtv.jpg",null,"Współczynnik tłumienia 14dB","","",null,null,null,"BEŻOWY",null,"0,124 kg","82 mm","82 mm","20 mm",null,null,"2025-03-03",null,"https://www.ospel.pl/sites/all/pliki/import/image/schematy/rtv_sat.pdf","https://www.ospel.pl/sites/all/pliki/import/image/podtynk/akcent/bezowy/gpa-10ap_01.jpg","26.40.52.0","8517 18 00"]
[42,"GPA-14AP/24         ","Gniazdo RTV przelotowe 14-dB ",54.1,1,"szt","PLN","23%","",10,null,null,null,null,"5907577413897",null,null,"AKCENT",null,null,"",null,10,null,"https://www.ospel.pl/sites/all/pliki/import/image/podtynk/akcent/brazowy/gpa-ak_24.jpg","https://www.ospel.pl/sites/all/pliki/import/image/rysunki/akcent/gniazda_rtv.jpg",null,"Współczynnik tłumienia 14dB","","",null,null,null,"BRĄZOWY",null,"0,124 kg","82 mm","82 mm","20 mm",null,null,"2025-03-03",null,"https://www.ospel.pl/sites/all/pliki/import/image/schematy/rtv_sat.pdf","https://www.ospel.pl/sites/all/pliki/import/image/podtynk/akcent/brazowy/gpa-ak_24.jpg","26.40.52.0","8517 18 00"]
[43,"GPA-16AP/00         ","Gniazdo RTV przelotowe 16-dB ",54.1,1,"szt","PLN","23%","",10,null,null,null,null,"5907577410933",null,null,"AKCENT",null,null,"",null,10,null,"https://www.ospel.pl/sites/all/pliki/import/image/podtynk/akcent/bialy/gpa-ak_00.jpg","https://www.ospel.pl/sites/all/pliki/import/image/rysunki/akcent/gniazda_rtv.jpg",null,"Współczynnik tłumienia 16dB","","",null,null,null,"BIAŁY",null,"0,124 kg","82 mm","82 mm","20 mm",null,null,"2025-03-03",null,"https://www.ospel.pl/sites/all/pliki/import/image/schematy/rtv_sat.pdf","https://www.ospel.pl/sites/all/pliki/import/image/podtynk/akcent/bialy/gpa-ak_00.jpg","26.40.52.0","8517 18 00"]
[44,"GPA-16AP/01         ","Gniazdo RTV przelotowe 16-dB ",54.1,1,"szt","PLN","23%","",10,null,null,null,null,"5907577413538",null,null,"AKCENT",null,null,"",null,10,null,"https://www.ospel.pl/sites/all/pliki/import/image/podtynk/akcent/bezowy/gpa-10ap_01.jpg","https://www.ospel.pl/sites/all/pliki/import/image/rysunki/akcent/gniazda_rtv.jpg",null,"Współczynnik tłumienia 16dB","","",null,null,null,"BEŻOWY",null,"0,124 kg","82 mm","82 mm","20 mm",null,null,"2025-03-03",null,"https://www.ospel.pl/sites/all/pliki/import/image/schematy/rtv_sat.pdf","https://www.ospel.pl/sites/all/pliki/import/image/podtynk/akcent/bezowy/gpa-10ap_01.jpg","26.40.52.0","8517 18 00"]
[45,"GPA-16AP/24         ","Gniazdo RTV przelotowe 16-dB ",54.1,1,"szt","PLN","23%","",10,null,null,null,null,"5907577413903",null,null,"AKCENT",null,null,"",null,10,null,"https://www.ospel.pl/sites/all/pliki/import/image/podtynk/akcent/brazowy/gpa-ak_24.jpg","https://www.ospel.pl/sites/all/pliki/import/image/rysunki/akcent/gniazda_rtv.jpg",null,"Współczynnik tłumienia 16dB","","",null,null,null,"BRĄZOWY",null,"0,124 kg","82 mm","82 mm","20 mm",null,null,"2025-03-03",null,"https://www.ospel.pl/sites/all/pliki/import/image/schematy/rtv_sat.pdf","https://www.ospel.pl/sites/all/pliki/import/image/podtynk/akcent/brazowy/gpa-ak_24.jpg","26.40.52.0","8517 18 00"]
[46,"GPA-1AF/00          ","Gniazdo antenowe typu F pojedyncze ",21,1,"szt","PLN","23%","",10,null,null,null,null,"5906729005959",null,null,"AKCENT",null,null,"",null,10,null,"https://www.ospel.pl/sites/all/pliki/import/image/podtynk/akcent/bialy/gpa-1af_00.jpg","https://www.ospel.pl/sites/all/pliki/import/image/rysunki/akcent/gniazda_antenowe.jpg",null,"","","",null,null,null,"BIAŁY",null,"0,0605 kg","82 mm","82 mm","21 mm",null,null,"2025-03-03",null,"","https://www.ospel.pl/sites/all/pliki/import/image/podtynk/akcent/bialy/gpa-1af_00.jpg","26.40.52.0","8517 18 00"]
[47,"GPA-1AF/01          ","Gniazdo antenowe typu F pojedyncze ",21,1,"szt","PLN","23%","",10,null,null,null,null,"5906729005966",null,null,"AKCENT",null,null,"",null,10,null,"https://www.ospel.pl/sites/all/pliki/import/image/podtynk/akcent/bezowy/gpa-1af_01.jpg","https://www.ospel.pl/sites/all/pliki/import/image/rysunki/akcent/gniazda_antenowe.jpg",null,"","","",null,null,null,"BEŻOWY",null,"0,0605 kg","82 mm","82 mm","21 mm",null,null,"2025-03-03",null,"","https://www.ospel.pl/sites/all/pliki/import/image/podtynk/akcent/bezowy/gpa-1af_01.jpg","26.40.52.0","8517 18 00"]
[48,"GPA-1AF/24          ","Gniazdo antenowe typu F pojedyncze ",21,1,"szt","PLN","23%","",10,null,null,null,null,"5906729005973",null,null,"AKCENT",null,null,"",null,10,null,"https://www.ospel.pl/sites/all/pliki/import/image/podtynk/akcent/brazowy/gpa-1af_24.jpg","https://www.ospel.pl/sites/all/pliki/import/image/rysunki/akcent/gniazda_antenowe.jpg",null,"","","",null,null,null,"BRĄZOWY",null,"0,0605 kg","82 mm","82 mm","21 mm",null,null,"2025-03-03",null,"","https://www.ospel.pl/sites/all/pliki/import/image/podtynk/akcent/brazowy/gpa-1af_24.jpg","26.40.52.0","8517 18 00"]
[49,"GPA-2AF/00          ","Gniazdo antenowe typu F podwójne ",25.9,1,"szt","PLN","23%","",10,null,null,null,null,"5906729006031",null,null,"AKCENT",null,null,"",null,10,null,"https://www.ospel.pl/sites/all/pliki/import/image/podtynk/akcent/bialy/gpa-2af_00.jpg","",null,"","","",null,null,null,"BIAŁY",null,"","82 mm","82 mm","21 mm",null,null,"2025-03-03",null,"","https://www.ospel.pl/sites/all/pliki/import/image/podtynk/akcent/bialy/gpa-2af_00.jpg","26.40.52.0","8517 18 00"]
[50,"GPA-2AF/01          ","Gniazdo antenowe typu F podwójne ",25.9,1,"szt","PLN","23%","",10,null,null,null,null,"5906729006048",null,null,"AKCENT",null,null,"",null,10,null,"https://www.ospel.pl/sites/all/pliki/import/image/podtynk/akcent/bezowy/gpa-2af_01.jpg","",null,"","","",null,null,null,"BEŻOWY",null,"","82 mm","82 mm","21 mm",null,null,"2025-03-03",null,"","https://www.ospel.pl/sites/all/pliki/import/image/podtynk/akcent/bezowy/gpa-2af_01.jpg","26.40.52.0","8517 18 00"]
[51,"GPA-2AF/24          ","Gniazdo antenowe typu F podwójne ",25.9,1,"szt","PLN","23%","",10,null,null,null,null,"5906729006055",null,null,"AKCENT",null,null,"",null,10,null,"https://www.ospel.pl/sites/all/pliki/import/image/podtynk/akcent/brazowy/gpa-2af_24.jpg","",null,"","","",null,null,null,"BRĄZOWY",null,"","82 mm","82 mm","21 mm",null,null,"2025-03-03",null,"","https://www.ospel.pl/sites/all/pliki/import/image/podtynk/akcent/brazowy/gpa-2af_24.jpg","26.40.52.0","8517 18 00"]
[52,"GPA-AK/00           ","Gniazdo RTV końcowe ",52.8,1,"szt","PLN","23%","",10,null,null,null,null,"5907577410896",null,null,"AKCENT",null,null,"",null,10,null,"https://www.ospel.pl/sites/all/pliki/import/image/podtynk/akcent/bialy/gpa-ak_00.jpg","https://www.ospel.pl/sites/all/pliki/import/image/rysunki/akcent/gniazda_rtv.jpg",null,"Współczynnik tłumienia 2,5-3dB","","",null,null,null,"BIAŁY",null,"0,123 kg","82 mm","82 mm","20 mm",null,null,"2025-03-03",null,"https://www.ospel.pl/sites/all/pliki/import/image/schematy/rtv_sat.pdf","https://www.ospel.pl/sites/all/pliki/import/image/podtynk/akcent/bialy/gpa-ak_00.jpg","26.40.52.0","8517 18 00"]
[53,"GPA-AK/01           ","Gniazdo RTV końcowe ",52.8,1,"szt","PLN","23%","",10,null,null,null,null,"5907577413484",null,null,"AKCENT",null,null,"",null,10,null,"https://www.ospel.pl/sites/all/pliki/import/image/podtynk/akcent/bezowy/gpa-10ap_01.jpg","https://www.ospel.pl/sites/all/pliki/import/image/rysunki/akcent/gniazda_rtv.jpg",null,"Współczynnik tłumienia 2,5-3dB","","",null,null,null,"BEŻOWY",null,"0,123 kg","82 mm","82 mm","20 mm",null,null,"2025-03-03",null,"https://www.ospel.pl/sites/all/pliki/import/image/schematy/rtv_sat.pdf","https://www.ospel.pl/sites/all/pliki/import/image/podtynk/akcent/bezowy/gpa-10ap_01.jpg","26.40.52.0","8517 18 00"]
[54,"GPA-AK/24           ","Gniazdo RTV końcowe ",52.8,1,"szt","PLN","23%","",10,null,null,null,null,"5907577413866",null,null,"AKCENT",null,null,"",null,10,null,"https://www.ospel.pl/sites/all/pliki/import/image/podtynk/akcent/brazowy/gpa-ak_24.jpg","https://www.ospel.pl/sites/all/pliki/import/image/rysunki/akcent/gniazda_rtv.jpg",null,"Współczynnik tłumienia 2,5-3dB","","",null,null,null,"BRĄZOWY",null,"0,123 kg","82 mm","82 mm","20 mm",null,null,"2025-03-03",null,"https://www.ospel.pl/sites/all/pliki/import/image/schematy/rtv_sat.pdf","https://www.ospel.pl/sites/all/pliki/import/image/podtynk/akcent/brazowy/gpa-ak_24.jpg","26.40.52.0","8517 18 00"]
[55,"GPA-AS/00           ","Gniazdo RTV-SAT końcowe ",73.900000000000006,1,"szt","PLN","23%","",10,null,null,null,null,"5907577426569",null,null,"AKCENT",null,null,"",null,10,null,"https://www.ospel.pl/sites/all/pliki/import/image/podtynk/akcent/bialy/gpa-as_00.jpg","https://www.ospel.pl/sites/all/pliki/import/image/rysunki/akcent/gniazda_rtv_sat.jpg",null,"Współczynnik tłumienia 1,5-2dB","","",null,null,null,"BIAŁY",null,"0,1085 kg","82 mm","82 mm","20 mm",null,null,"2025-03-03",null,"https://www.ospel.pl/sites/all/pliki/import/image/schematy/rtv_sat.pdf","https://www.ospel.pl/sites/all/pliki/import/image/podtynk/akcent/bialy/gpa-as_00.jpg","26.40.52.0","8517 18 00"]
[56,"GPA-AS/01           ","Gniazdo RTV-SAT końcowe ",73.900000000000006,1,"szt","PLN","23%","",10,null,null,null,null,"5907577426576",null,null,"AKCENT",null,null,"",null,10,null,"https://www.ospel.pl/sites/all/pliki/import/image/podtynk/akcent/bezowy/gpa-as_01.jpg","https://www.ospel.pl/sites/all/pliki/import/image/rysunki/akcent/gniazda_rtv_sat.jpg",null,"Współczynnik tłumienia 1,5-2dB","","",null,null,null,"BEŻOWY",null,"0,1085 kg","82 mm","82 mm","20 mm",null,null,"2025-03-03",null,"https://www.ospel.pl/sites/all/pliki/import/image/schematy/rtv_sat.pdf","https://www.ospel.pl/sites/all/pliki/import/image/podtynk/akcent/bezowy/gpa-as_01.jpg","26.40.52.0","8517 18 00"]
[57,"GPA-AS/24           ","Gniazdo RTV-SAT końcowe ",73.900000000000006,1,"szt","PLN","23%","",10,null,null,null,null,"5907577426583",null,null,"AKCENT",null,null,"",null,10,null,"https://www.ospel.pl/sites/all/pliki/import/image/podtynk/akcent/brazowy/gpa-as_24.jpg","https://www.ospel.pl/sites/all/pliki/import/image/rysunki/akcent/gniazda_rtv_sat.jpg",null,"Współczynnik tłumienia 1,5-2dB","","",null,null,null,"BRĄZOWY",null,"0,1085 kg","82 mm","82 mm","20 mm",null,null,"2025-03-03",null,"https://www.ospel.pl/sites/all/pliki/import/image/schematy/rtv_sat.pdf","https://www.ospel.pl/sites/all/pliki/import/image/podtynk/akcent/brazowy/gpa-as_24.jpg","26.40.52.0","8517 18 00"]
[58,"GPH-1AS/00/d        ","Gniazdo bryzgoszczelne z uziemieniem schuko IP-44 wieczko przezroczyste",24.5,1,"szt","PLN","23%","",10,null,null,null,null,"5907577426255",null,null,"AKCENT",null,null,"",null,10,null,"https://www.ospel.pl/sites/all/pliki/import/image/podtynk/akcent/bialy/gph-1as_00_w.jpg","https://www.ospel.pl/sites/all/pliki/import/image/rysunki/akcent/gniazda_bryzgoszczelne.jpg",null,"16A/250~, IP-44, zaciski gwintowe","","",null,null,null,"BIAŁY",null,"0,0795 kg","85 mm","85 mm","30 mm",null,null,"2025-03-03",null,"","https://www.ospel.pl/sites/all/pliki/import/image/podtynk/akcent/bialy/gph-1as_00_w.jpg","27.33.13.0","8536 69 90"]
[59,"GPH-1AS/00/w        ","Gniazdo bryzgoszczelne z uziemieniem schuko IP-44 wieczko w kolorze wyrobu",24.5,1,"szt","PLN","23%","",10,null,null,null,null,"5907577424732",null,null,"AKCENT",null,null,"",null,10,null,"https://www.ospel.pl/sites/all/pliki/import/image/podtynk/akcent/bialy/gph-1as_00_w.jpg","https://www.ospel.pl/sites/all/pliki/import/image/rysunki/akcent/gniazda_bryzgoszczelne.jpg",null,"16A/250~, IP-44, zaciski gwintowe","","",null,null,null,"BIAŁY",null,"0,0795 kg","85 mm","85 mm","30 mm",null,null,"2025-03-03",null,"","https://www.ospel.pl/sites/all/pliki/import/image/podtynk/akcent/bialy/gph-1as_00_w.jpg","27.33.13.0","8536 69 90"]
[60,"GPH-1AS/01/d        ","Gniazdo bryzgoszczelne z uziemieniem schuko IP-44 wieczko przezroczyste",24.5,1,"szt","PLN","23%","",10,null,null,null,null,"5907577426989",null,null,"AKCENT",null,null,"",null,10,null,"https://www.ospel.pl/sites/all/pliki/import/image/podtynk/akcent/bezowy/gph-1as_01_d.jpg","https://www.ospel.pl/sites/all/pliki/import/image/rysunki/akcent/gniazda_bryzgoszczelne.jpg",null,"16A/250~, IP-44, zaciski gwintowe","","",null,null,null,"BEŻOWY",null,"0,0795 kg","85 mm","85 mm","30 mm",null,null,"2025-03-03",null,"","https://www.ospel.pl/sites/all/pliki/import/image/podtynk/akcent/bezowy/gph-1as_01_d.jpg","27.33.13.0","8536 69 90"]
[61,"GPH-1AS/24/d        ","Gniazdo bryzgoszczelne z uziemieniem schuko IP-44 wieczko przezroczyste",24.5,1,"szt","PLN","23%","",10,null,null,null,null,"5907577433703",null,null,"AKCENT",null,null,"",null,10,null,"https://www.ospel.pl/sites/all/pliki/import/image/podtynk/akcent/brazowy/gph-1as_24_d.jpg","https://www.ospel.pl/sites/all/pliki/import/image/rysunki/akcent/gniazda_bryzgoszczelne.jpg",null,"16A/250~, IP-44, zaciski gwintowe","","",null,null,null,"BRĄZOWY",null,"0,0795 kg","85 mm","85 mm","30 mm",null,null,"2025-03-03",null,"","https://www.ospel.pl/sites/all/pliki/import/image/podtynk/akcent/brazowy/gph-1as_24_d.jpg","27.33.13.0","8536 69 90"]
[62,"GPH-1ASP/00/d       ","Gniazdo bryzgoszczelne z uziemieniem schuko IP-44 z przesłonami torów prądowych wieczko przezroczyste",25.7,1,"szt","PLN","23%","",10,null,null,null,null,"5907577430085",null,null,"AKCENT",null,null,"",null,10,null,"https://www.ospel.pl/sites/all/pliki/import/image/podtynk/akcent/bialy/gph-1asp_00_w.jpg","https://www.ospel.pl/sites/all/pliki/import/image/rysunki/akcent/gniazda_bryzgoszczelne.jpg",null,"16A/250~, IP-44, zaciski gwintowe","","",null,null,null,"BIAŁY",null,"0,0805 kg","85 mm","85 mm","30 mm",null,null,"2025-03-03",null,"","https://www.ospel.pl/sites/all/pliki/import/image/podtynk/akcent/bialy/gph-1asp_00_w.jpg","27.33.13.0","8536 69 90"]
[63,"GPH-1ASP/01/d       ","Gniazdo bryzgoszczelne z uziemieniem schuko IP-44 z przesłonami torów prądowych wieczko przezroczyste",25.7,1,"szt","PLN","23%","",10,null,null,null,null,"5907577434793",null,null,"AKCENT",null,null,"",null,10,null,"https://www.ospel.pl/sites/all/pliki/import/image/podtynk/akcent/bezowy/gph-1asp_01_d.jpg","https://www.ospel.pl/sites/all/pliki/import/image/rysunki/akcent/gniazda_bryzgoszczelne.jpg",null,"16A/250~, IP-44, zaciski gwintowe","","",null,null,null,"BEŻOWY",null,"0,0805 kg","85 mm","85 mm","30 mm",null,null,"2025-03-03",null,"","https://www.ospel.pl/sites/all/pliki/import/image/podtynk/akcent/bezowy/gph-1asp_01_d.jpg","27.33.13.0","8536 69 90"]
[64,"GPH-1ASP/24/d       ","Gniazdo bryzgoszczelne z uziemieniem schuko IP-44 z przesłonami torów prądowych wieczko przezroczyste",25.7,1,"szt","PLN","23%","",10,null,null,null,null,"5907577442262",null,null,"AKCENT",null,null,"",null,10,null,"https://www.ospel.pl/sites/all/pliki/import/image/podtynk/akcent/brazowy/gph-1asp_24_d.jpg","https://www.ospel.pl/sites/all/pliki/import/image/rysunki/akcent/gniazda_bryzgoszczelne.jpg",null,"16A/250~, IP-44, zaciski gwintowe","","",null,null,null,"BRĄZOWY",null,"0,0805 kg","85 mm","85 mm","30 mm",null,null,"2025-03-03",null,"","https://www.ospel.pl/sites/all/pliki/import/image/podtynk/akcent/brazowy/gph-1asp_24_d.jpg","27.33.13.0","8536 69 90"]
[65,"GPH-1AZ/00/d        ","Gniazdo bryzgoszczelne z uziemieniem IP-44 wieczko przezroczyste",23.2,1,"szt","PLN","23%","",10,null,null,null,null,"5907577411077",null,null,"AKCENT",null,null,"",null,10,null,"https://www.ospel.pl/sites/all/pliki/import/image/podtynk/akcent/bialy/gph-1az_00_d.jpg","https://www.ospel.pl/sites/all/pliki/import/image/rysunki/akcent/gniazda_bryzgoszczelne.jpg",null,"16A/250~, IP-44, zaciski gwintowe","","",null,null,null,"BIAŁY",null,"0,0845 kg","85 mm","85 mm","26 mm",null,null,"2025-03-03",null,"","https://www.ospel.pl/sites/all/pliki/import/image/podtynk/akcent/bialy/gph-1az_00_d.jpg","27.33.13.0","8536 69 90"]
[66,"GPH-1AZ/00/w        ","Gniazdo bryzgoszczelne z uziemieniem IP-44 wieczko w kolorze wyrobu",23.2,1,"szt","PLN","23%","",10,null,null,null,null,"5907577411008",null,null,"AKCENT",null,null,"",null,10,null,"https://www.ospel.pl/sites/all/pliki/import/image/podtynk/akcent/bialy/gph-1az_00_d.jpg","https://www.ospel.pl/sites/all/pliki/import/image/rysunki/akcent/gniazda_bryzgoszczelne.jpg",null,"16A/250~, IP-44, zaciski gwintowe","","",null,null,null,"BIAŁY",null,"0,0845 kg","85 mm","85 mm","26 mm",null,null,"2025-03-03",null,"","https://www.ospel.pl/sites/all/pliki/import/image/podtynk/akcent/bialy/gph-1az_00_d.jpg","27.33.13.0","8536 69 90"]
[67,"GPH-1AZ/01/d        ","Gniazdo bryzgoszczelne z uziemieniem IP-44 wieczko przezroczyste",23.2,1,"szt","PLN","23%","",10,null,null,null,null,"5907577413613",null,null,"AKCENT",null,null,"",null,10,null,"https://www.ospel.pl/sites/all/pliki/import/image/podtynk/akcent/bezowy/gph-1az_01_d.jpg","https://www.ospel.pl/sites/all/pliki/import/image/rysunki/akcent/gniazda_bryzgoszczelne.jpg",null,"16A/250~, IP-44, zaciski gwintowe","","",null,null,null,"BEŻOWY",null,"0,0845 kg","85 mm","85 mm","26 mm",null,null,"2025-03-03",null,"","https://www.ospel.pl/sites/all/pliki/import/image/podtynk/akcent/bezowy/gph-1az_01_d.jpg","27.33.13.0","8536 69 90"]
[68,"GPH-1AZ/24/d        ","Gniazdo bryzgoszczelne z uziemieniem IP-44 wieczko przezroczyste",23.2,1,"szt","PLN","23%","",10,null,null,null,null,"5907577414009",null,null,"AKCENT",null,null,"",null,10,null,"https://www.ospel.pl/sites/all/pliki/import/image/podtynk/akcent/brazowy/gph-1az_24_d.jpg","https://www.ospel.pl/sites/all/pliki/import/image/rysunki/akcent/gniazda_bryzgoszczelne.jpg",null,"16A/250~, IP-44, zaciski gwintowe","","",null,null,null,"BRĄZOWY",null,"0,0845 kg","85 mm","85 mm","26 mm",null,null,"2025-03-03",null,"","https://www.ospel.pl/sites/all/pliki/import/image/podtynk/akcent/brazowy/gph-1az_24_d.jpg","27.33.13.0","8536 69 90"]
[69,"GPK-1A/F/00         ","Gniazdo komputerowe pojedyncze, kat. 5e FOREX",51.4,1,"szt","PLN","23%","",10,null,null,null,null,"5907577431686",null,null,"AKCENT",null,null,"",null,10,null,"https://www.ospel.pl/sites/all/pliki/import/image/podtynk/akcent/bialy/gpk-1a_k_00.jpg","https://www.ospel.pl/sites/all/pliki/import/image/rysunki/akcent/gniazda_t_k.jpg",null,"Złącze IDC","","",null,null,null,"BIAŁY",null,"0,042 kg","82 mm","82 mm","21 mm",null,null,"2025-03-03",null,"","https://www.ospel.pl/sites/all/pliki/import/image/podtynk/akcent/bialy/gpk-1a_k_00.jpg","26.30.30.0","8517 18 00"]
[70,"GPK-1A/F/01         ","Gniazdo komputerowe pojedyncze, kat. 5e FOREX",51.4,1,"szt","PLN","23%","",10,null,null,null,null,"5907577431716",null,null,"AKCENT",null,null,"",null,10,null,"https://www.ospel.pl/sites/all/pliki/import/image/podtynk/akcent/bezowy/gpk-1a_01.jpg","https://www.ospel.pl/sites/all/pliki/import/image/rysunki/akcent/gniazda_t_k.jpg",null,"Złącze IDC","","",null,null,null,"BEŻOWY",null,"0,042 kg","82 mm","82 mm","21 mm",null,null,"2025-03-03",null,"","https://www.ospel.pl/sites/all/pliki/import/image/podtynk/akcent/bezowy/gpk-1a_01.jpg","26.30.30.0","8517 18 00"]
[71,"GPK-1A/F/24         ","Gniazdo komputerowe pojedyncze, kat. 5e FOREX",51.4,1,"szt","PLN","23%","",10,null,null,null,null,"5907577431693",null,null,"AKCENT",null,null,"",null,10,null,"https://www.ospel.pl/sites/all/pliki/import/image/podtynk/akcent/brazowy/gpk-1a_24.jpg","https://www.ospel.pl/sites/all/pliki/import/image/rysunki/akcent/gniazda_t_k.jpg",null,"Złącze IDC","","",null,null,null,"BRĄZOWY",null,"0,042 kg","82 mm","82 mm","21 mm",null,null,"2025-03-03",null,"","https://www.ospel.pl/sites/all/pliki/import/image/podtynk/akcent/brazowy/gpk-1a_24.jpg","26.30.30.0","8517 18 00"]
[72,"GPK-1A/K/00         ","Gniazdo komputerowe pojedyncze, kat. 5e MMC",56.5,1,"szt","PLN","23%","",10,null,null,null,null,"5907577410940",null,null,"AKCENT",null,null,"",null,10,null,"https://www.ospel.pl/sites/all/pliki/import/image/podtynk/akcent/bialy/gpk-1a_k_00.jpg","https://www.ospel.pl/sites/all/pliki/import/image/rysunki/akcent/gniazda_t_k.jpg",null,"Złącze IDC","","",null,null,null,"BIAŁY",null,"0,042 kg","82 mm","82 mm","21 mm",null,null,"2025-03-03",null,"","https://www.ospel.pl/sites/all/pliki/import/image/podtynk/akcent/bialy/gpk-1a_k_00.jpg","26.30.30.0","8517 18 00"]
[73,"GPK-1A/K/01         ","Gniazdo komputerowe pojedyncze, kat. 5e MMC",56.5,1,"szt","PLN","23%","",10,null,null,null,null,"5907577413545",null,null,"AKCENT",null,null,"",null,10,null,"https://www.ospel.pl/sites/all/pliki/import/image/podtynk/akcent/bezowy/gpk-1a_01.jpg","https://www.ospel.pl/sites/all/pliki/import/image/rysunki/akcent/gniazda_t_k.jpg",null,"Złącze IDC","","",null,null,null,"BEŻOWY",null,"0,042 kg","82 mm","82 mm","21 mm",null,null,"2025-03-03",null,"","https://www.ospel.pl/sites/all/pliki/import/image/podtynk/akcent/bezowy/gpk-1a_01.jpg","26.30.30.0","8517 18 00"]
[74,"GPK-1A/K/24         ","Gniazdo komputerowe pojedyncze, kat. 5e MMC",56.5,1,"szt","PLN","23%","",10,null,null,null,null,"5907577413910",null,null,"AKCENT",null,null,"",null,10,null,"https://www.ospel.pl/sites/all/pliki/import/image/podtynk/akcent/brazowy/gpk-1a_24.jpg","https://www.ospel.pl/sites/all/pliki/import/image/rysunki/akcent/gniazda_t_k.jpg",null,"Złącze IDC","","",null,null,null,"BRĄZOWY",null,"0,042 kg","82 mm","82 mm","21 mm",null,null,"2025-03-03",null,"","https://www.ospel.pl/sites/all/pliki/import/image/podtynk/akcent/brazowy/gpk-1a_24.jpg","26.30.30.0","8517 18 00"]
[75,"GPK-2A/F/00         ","Gniazdo komputerowe podwójne, kat. 5e FOREX",79.099999999999994,1,"szt","PLN","23%","",10,null,null,null,null,"5907577431723",null,null,"AKCENT",null,null,"",null,10,null,"https://www.ospel.pl/sites/all/pliki/import/image/podtynk/akcent/bialy/gpk-2a_k_00.jpg","https://www.ospel.pl/sites/all/pliki/import/image/rysunki/akcent/gniazda_t_k.jpg",null,"Złącze IDC","","",null,null,null,"BIAŁY",null,"0,0465 kg","82 mm","82 mm","21 mm",null,null,"2025-03-03",null,"","https://www.ospel.pl/sites/all/pliki/import/image/podtynk/akcent/bialy/gpk-2a_k_00.jpg","26.30.30.0","8517 18 00"]
[76,"GPK-2A/F/01         ","Gniazdo komputerowe podwójne, kat. 5e FOREX",79.099999999999994,1,"szt","PLN","23%","",10,null,null,null,null,"5907577431754",null,null,"AKCENT",null,null,"",null,10,null,"https://www.ospel.pl/sites/all/pliki/import/image/podtynk/akcent/bezowy/gpk-2a_01.jpg","https://www.ospel.pl/sites/all/pliki/import/image/rysunki/akcent/gniazda_t_k.jpg",null,"Złącze IDC","","",null,null,null,"BEŻOWY",null,"0,0465 kg","82 mm","82 mm","21 mm",null,null,"2025-03-03",null,"","https://www.ospel.pl/sites/all/pliki/import/image/podtynk/akcent/bezowy/gpk-2a_01.jpg","26.30.30.0","8517 18 00"]
[77,"GPK-2A/F/24         ","Gniazdo komputerowe podwójne, kat. 5e FOREX",79.099999999999994,1,"szt","PLN","23%","",10,null,null,null,null,"5907577431730",null,null,"AKCENT",null,null,"",null,10,null,"https://www.ospel.pl/sites/all/pliki/import/image/podtynk/akcent/brazowy/gpk-2a_24.jpg","https://www.ospel.pl/sites/all/pliki/import/image/rysunki/akcent/gniazda_t_k.jpg",null,"Złącze IDC","","",null,null,null,"BRĄZOWY",null,"0,0465 kg","82 mm","82 mm","21 mm",null,null,"2025-03-03",null,"","https://www.ospel.pl/sites/all/pliki/import/image/podtynk/akcent/brazowy/gpk-2a_24.jpg","26.30.30.0","8517 18 00"]
[78,"GPK-2A/K/00         ","Gniazdo komputerowe podwójne, kat. 5e MMC",91.8,1,"szt","PLN","23%","",10,null,null,null,null,"5907577410957",null,null,"AKCENT",null,null,"",null,10,null,"https://www.ospel.pl/sites/all/pliki/import/image/podtynk/akcent/bialy/gpk-2a_k_00.jpg","https://www.ospel.pl/sites/all/pliki/import/image/rysunki/akcent/gniazda_t_k.jpg",null,"Złącze IDC","","",null,null,null,"BIAŁY",null,"0,0465 kg","82 mm","82 mm","21 mm",null,null,"2025-03-03",null,"","https://www.ospel.pl/sites/all/pliki/import/image/podtynk/akcent/bialy/gpk-2a_k_00.jpg","26.30.30.0","8517 18 00"]
[79,"GPK-2A/K/01         ","Gniazdo komputerowe podwójne, kat. 5e MMC",91.8,1,"szt","PLN","23%","",10,null,null,null,null,"5907577413552",null,null,"AKCENT",null,null,"",null,10,null,"https://www.ospel.pl/sites/all/pliki/import/image/podtynk/akcent/bezowy/gpk-2a_01.jpg","https://www.ospel.pl/sites/all/pliki/import/image/rysunki/akcent/gniazda_t_k.jpg",null,"Złącze IDC","","",null,null,null,"BEŻOWY",null,"0,0465 kg","82 mm","82 mm","21 mm",null,null,"2025-03-03",null,"","https://www.ospel.pl/sites/all/pliki/import/image/podtynk/akcent/bezowy/gpk-2a_01.jpg","26.30.30.0","8517 18 00"]
[80,"GPK-2A/K/24         ","Gniazdo komputerowe podwójne, kat. 5e MMC",91.8,1,"szt","PLN","23%","",10,null,null,null,null,"5907577413927",null,null,"AKCENT",null,null,"",null,10,null,"https://www.ospel.pl/sites/all/pliki/import/image/podtynk/akcent/brazowy/gpk-2a_24.jpg","https://www.ospel.pl/sites/all/pliki/import/image/rysunki/akcent/gniazda_t_k.jpg",null,"Złącze IDC","","",null,null,null,"BRĄZOWY",null,"0,0465 kg","82 mm","82 mm","21 mm",null,null,"2025-03-03",null,"","https://www.ospel.pl/sites/all/pliki/import/image/podtynk/akcent/brazowy/gpk-2a_24.jpg","26.30.30.0","8517 18 00"]
[81,"GPKT-A/F/00         ","Gniazdo komputerowo-telefoniczne RJ 45 kat. 5e, (8-stykowe) + RJ 11 (4-stykowe)",75.2,1,"szt","PLN","23%","",10,null,null,null,null,"5907577431761",null,null,"AKCENT",null,null,"",null,10,null,"https://www.ospel.pl/sites/all/pliki/import/image/podtynk/akcent/bialy/gpkt-a_k_00.jpg","https://www.ospel.pl/sites/all/pliki/import/image/rysunki/akcent/gniazda_t_k.jpg",null,"Złącze IDC","","",null,null,null,"BIAŁY",null,"0,049 kg","82 mm","82 mm","21 mm",null,null,"2025-03-03",null,"","https://www.ospel.pl/sites/all/pliki/import/image/podtynk/akcent/bialy/gpkt-a_k_00.jpg","26.30.30.0","8517 18 00"]
[82,"GPKT-A/F/01         ","Gniazdo komputerowo-telefoniczne RJ 45 kat. 5e, (8-stykowe) + RJ 11 (4-stykowe)",75.2,1,"szt","PLN","23%","",10,null,null,null,null,"5907577431792",null,null,"AKCENT",null,null,"",null,10,null,"https://www.ospel.pl/sites/all/pliki/import/image/podtynk/akcent/bezowy/gpkt-a_01.jpg","https://www.ospel.pl/sites/all/pliki/import/image/rysunki/akcent/gniazda_t_k.jpg",null,"Złącze IDC","","",null,null,null,"BEŻOWY",null,"0,049 kg","82 mm","82 mm","21 mm",null,null,"2025-03-03",null,"","https://www.ospel.pl/sites/all/pliki/import/image/podtynk/akcent/bezowy/gpkt-a_01.jpg","26.30.30.0","8517 18 00"]
[83,"GPKT-A/F/24         ","Gniazdo komputerowo-telefoniczne RJ 45 kat. 5e, (8-stykowe) + RJ 11 (4-stykowe)",75.2,1,"szt","PLN","23%","",10,null,null,null,null,"5907577431778",null,null,"AKCENT",null,null,"",null,10,null,"https://www.ospel.pl/sites/all/pliki/import/image/podtynk/akcent/brazowy/gpkt-a_24.jpg","https://www.ospel.pl/sites/all/pliki/import/image/rysunki/akcent/gniazda_t_k.jpg",null,"Złącze IDC","","",null,null,null,"BRĄZOWY",null,"0,049 kg","82 mm","82 mm","21 mm",null,null,"2025-03-03",null,"","https://www.ospel.pl/sites/all/pliki/import/image/podtynk/akcent/brazowy/gpkt-a_24.jpg","26.30.30.0","8517 18 00"]
[84,"GPKT-A/K/00         ","Gniazdo komputerowo-telefoniczne RJ 45 kat. 5e, (8-stykowe) + RJ 11 (6-stykowe)",90.2,1,"szt","PLN","23%","",10,null,null,null,null,"5907577410964",null,null,"AKCENT",null,null,"",null,10,null,"https://www.ospel.pl/sites/all/pliki/import/image/podtynk/akcent/specjalne/gpkt-a_k_00.jpg","https://www.ospel.pl/sites/all/pliki/import/image/rysunki/akcent/gniazda_t_k.jpg",null,"Złącze IDC","","",null,null,null,"BIAŁY",null,"0,049 kg","82 mm","82 mm","21 mm",null,null,"2025-03-03",null,"","https://www.ospel.pl/sites/all/pliki/import/image/podtynk/akcent/specjalne/gpkt-a_k_00.jpg","26.30.30.0","8517 18 00"]
[85,"GPKT-A/K/01         ","Gniazdo komputerowo-telefoniczne RJ 45 kat. 5e, (8-stykowe) + RJ 11 (6-stykowe)",90.2,1,"szt","PLN","23%","",10,null,null,null,null,"5907577413569",null,null,"AKCENT",null,null,"",null,10,null,"https://www.ospel.pl/sites/all/pliki/import/image/podtynk/akcent/bezowy/gpkt-a_01.jpg","https://www.ospel.pl/sites/all/pliki/import/image/rysunki/akcent/gniazda_t_k.jpg",null,"Złącze IDC","","",null,null,null,"BEŻOWY",null,"0,049 kg","82 mm","82 mm","21 mm",null,null,"2025-03-03",null,"","https://www.ospel.pl/sites/all/pliki/import/image/podtynk/akcent/bezowy/gpkt-a_01.jpg","26.30.30.0","8517 18 00"]
[86,"GPKT-A/K/24         ","Gniazdo komputerowo-telefoniczne RJ 45 kat. 5e, (8-stykowe) + RJ 11 (6-stykowe)",90.2,1,"szt","PLN","23%","",10,null,null,null,null,"5907577413934",null,null,"AKCENT",null,null,"",null,10,null,"https://www.ospel.pl/sites/all/pliki/import/image/podtynk/akcent/brazowy/gpkt-a_24.jpg","https://www.ospel.pl/sites/all/pliki/import/image/rysunki/akcent/gniazda_t_k.jpg",null,"Złącze IDC","","",null,null,null,"BRĄZOWY",null,"0,049 kg","82 mm","82 mm","21 mm",null,null,"2025-03-03",null,"","https://www.ospel.pl/sites/all/pliki/import/image/podtynk/akcent/brazowy/gpkt-a_24.jpg","26.30.30.0","8517 18 00"]
[87,"GPT-1A/00           ","Gniazdo telefoniczne pojedyncze ",20.9,1,"szt","PLN","23%","",10,null,null,null,null,"5907577410971",null,null,"AKCENT",null,null,"",null,10,null,"https://www.ospel.pl/sites/all/pliki/import/image/podtynk/akcent/bialy/gpt-1a_00.jpg","https://www.ospel.pl/sites/all/pliki/import/image/rysunki/akcent/gniazda_t_k.jpg",null,"Zaciski gwintowe","","",null,null,null,"BIAŁY",null,"0,0375 kg","82 mm","82 mm","21 mm",null,null,"2025-03-03",null,"","https://www.ospel.pl/sites/all/pliki/import/image/podtynk/akcent/bialy/gpt-1a_00.jpg","26.30.30.0","8517 18 00"]
[88,"GPT-1A/01           ","Gniazdo telefoniczne pojedyncze ",20.9,1,"szt","PLN","23%","",10,null,null,null,null,"5907577413576",null,null,"AKCENT",null,null,"",null,10,null,"https://www.ospel.pl/sites/all/pliki/import/image/podtynk/akcent/bezowy/gpt-1a_01.jpg","https://www.ospel.pl/sites/all/pliki/import/image/rysunki/akcent/gniazda_t_k.jpg",null,"Zaciski gwintowe","","",null,null,null,"BEŻOWY",null,"0,0375 kg","82 mm","82 mm","21 mm",null,null,"2025-03-03",null,"","https://www.ospel.pl/sites/all/pliki/import/image/podtynk/akcent/bezowy/gpt-1a_01.jpg","26.30.30.0","8517 18 00"]
[89,"GPT-1A/24           ","Gniazdo telefoniczne pojedyncze ",20.9,1,"szt","PLN","23%","",10,null,null,null,null,"5907577413941",null,null,"AKCENT",null,null,"",null,10,null,"https://www.ospel.pl/sites/all/pliki/import/image/podtynk/akcent/brazowy/gpt-1a_24.jpg","https://www.ospel.pl/sites/all/pliki/import/image/rysunki/akcent/gniazda_t_k.jpg",null,"Zaciski gwintowe","","",null,null,null,"BRĄZOWY",null,"0,0375 kg","82 mm","82 mm","21 mm",null,null,"2025-03-03",null,"","https://www.ospel.pl/sites/all/pliki/import/image/podtynk/akcent/brazowy/gpt-1a_24.jpg","26.30.30.0","8517 18 00"]
[90,"GPT-2AN/00          ","Gniazdo telefoniczne podwójne niezależne",37.1,1,"szt","PLN","23%","",10,null,null,null,null,"5907577410988",null,null,"AKCENT",null,null,"",null,10,null,"https://www.ospel.pl/sites/all/pliki/import/image/podtynk/akcent/bialy/gpt-2an_00.jpg","https://www.ospel.pl/sites/all/pliki/import/image/rysunki/akcent/gniazda_t_k.jpg",null,"Zaciski gwintowe","","",null,null,null,"BIAŁY",null,"0,041 kg","82 mm","82 mm","21 mm",null,null,"2025-03-03",null,"","https://www.ospel.pl/sites/all/pliki/import/image/podtynk/akcent/bialy/gpt-2an_00.jpg","26.30.30.0","8517 18 00"]
[91,"GPT-2AN/01          ","Gniazdo telefoniczne podwójne niezależne",37.1,1,"szt","PLN","23%","",10,null,null,null,null,"5907577413583",null,null,"AKCENT",null,null,"",null,10,null,"https://www.ospel.pl/sites/all/pliki/import/image/podtynk/akcent/bezowy/gpt-2an_01.jpg","https://www.ospel.pl/sites/all/pliki/import/image/rysunki/akcent/gniazda_t_k.jpg",null,"Zaciski gwintowe","","",null,null,null,"BEŻOWY",null,"0,041 kg","82 mm","82 mm","21 mm",null,null,"2025-03-03",null,"","https://www.ospel.pl/sites/all/pliki/import/image/podtynk/akcent/bezowy/gpt-2an_01.jpg","26.30.30.0","8517 18 00"]
[92,"GPT-2AN/24          ","Gniazdo telefoniczne podwójne niezależne",37.1,1,"szt","PLN","23%","",10,null,null,null,null,"5907577413958",null,null,"AKCENT",null,null,"",null,10,null,"https://www.ospel.pl/sites/all/pliki/import/image/podtynk/akcent/brazowy/gpt-2an_24.jpg","https://www.ospel.pl/sites/all/pliki/import/image/rysunki/akcent/gniazda_t_k.jpg",null,"Zaciski gwintowe","","",null,null,null,"BRĄZOWY",null,"0,041 kg","82 mm","82 mm","21 mm",null,null,"2025-03-03",null,"","https://www.ospel.pl/sites/all/pliki/import/image/podtynk/akcent/brazowy/gpt-2an_24.jpg","26.30.30.0","8517 18 00"]
[93,"GPT-2AR/00          ","Gniazdo telefoniczne podwójne równoległe",37.1,1,"szt","PLN","23%","",10,null,null,null,null,"5907577410995",null,null,"AKCENT",null,null,"",null,10,null,"https://www.ospel.pl/sites/all/pliki/import/image/podtynk/akcent/bialy/gpt-2an_00.jpg","https://www.ospel.pl/sites/all/pliki/import/image/rysunki/akcent/gniazda_t_k.jpg",null,"Zaciski gwintowe","","",null,null,null,"BIAŁY",null,"0,039 kg","82 mm","82 mm","21 mm",null,null,"2025-03-03",null,"","https://www.ospel.pl/sites/all/pliki/import/image/podtynk/akcent/bialy/gpt-2an_00.jpg","26.30.30.0","8517 18 00"]
[94,"GPT-2AR/01          ","Gniazdo telefoniczne podwójne równoległe",37.1,1,"szt","PLN","23%","",10,null,null,null,null,"5907577413590",null,null,"AKCENT",null,null,"",null,10,null,"https://www.ospel.pl/sites/all/pliki/import/image/podtynk/akcent/bezowy/gpt-2an_01.jpg","https://www.ospel.pl/sites/all/pliki/import/image/rysunki/akcent/gniazda_t_k.jpg",null,"Zaciski gwintowe","","",null,null,null,"BEŻOWY",null,"0,039 kg","82 mm","82 mm","21 mm",null,null,"2025-03-03",null,"","https://www.ospel.pl/sites/all/pliki/import/image/podtynk/akcent/bezowy/gpt-2an_01.jpg","26.30.30.0","8517 18 00"]
[95,"GPT-2AR/24          ","Gniazdo telefoniczne podwójne równoległe",37.1,1,"szt","PLN","23%","",10,null,null,null,null,"5907577413965",null,null,"AKCENT",null,null,"",null,10,null,"https://www.ospel.pl/sites/all/pliki/import/image/podtynk/akcent/brazowy/gpt-2an_24.jpg","https://www.ospel.pl/sites/all/pliki/import/image/rysunki/akcent/gniazda_t_k.jpg",null,"Zaciski gwintowe","","",null,null,null,"BRĄZOWY",null,"0,039 kg","82 mm","82 mm","21 mm",null,null,"2025-03-03",null,"","https://www.ospel.pl/sites/all/pliki/import/image/podtynk/akcent/brazowy/gpt-2an_24.jpg","26.30.30.0","8517 18 00"]
[96,"ŁP-10A/00           ","Łącznik podwójny schodowy ",30.6,1,"szt","PLN","23%","",10,null,null,null,null,"5907577426422",null,null,"AKCENT",null,null,"",null,10,null,"https://www.ospel.pl/sites/all/pliki/import/image/podtynk/akcent/bialy/lp-2a_00.jpg","https://www.ospel.pl/sites/all/pliki/import/image/rysunki/akcent/laczniki_6.jpg",null,"10AX/250~, IP-20 zaciski gwintowe","","",null,null,null,"BIAŁY",null,"0,065 kg","82 mm","82 mm","23 mm",null,null,"2025-03-03",null,"https://www.ospel.pl/sites/all/pliki/import/image/schematy/lacznik_podwojny_schodowy.jpg","https://www.ospel.pl/sites/all/pliki/import/image/podtynk/akcent/bialy/lp-2a_00.jpg","27.33.11.0","8536 50 07"]
[97,"ŁP-10A/01           ","Łącznik podwójny schodowy ",30.6,1,"szt","PLN","23%","",10,null,null,null,null,"5907577426446",null,null,"AKCENT",null,null,"",null,10,null,"https://www.ospel.pl/sites/all/pliki/import/image/podtynk/akcent/bezowy/lp-2a_01.jpg","https://www.ospel.pl/sites/all/pliki/import/image/rysunki/akcent/laczniki_6.jpg",null,"10AX/250~, IP-20 zaciski gwintowe","","",null,null,null,"BEŻOWY",null,"0,065 kg","82 mm","82 mm","23 mm",null,null,"2025-03-03",null,"https://www.ospel.pl/sites/all/pliki/import/image/schematy/lacznik_podwojny_schodowy.jpg","https://www.ospel.pl/sites/all/pliki/import/image/podtynk/akcent/bezowy/lp-2a_01.jpg","27.33.11.0","8536 50 07"]
[98,"ŁP-10A/24           ","Łącznik podwójny schodowy ",30.6,1,"szt","PLN","23%","",10,null,null,null,null,"5907577426439",null,null,"AKCENT",null,null,"",null,10,null,"https://www.ospel.pl/sites/all/pliki/import/image/podtynk/akcent/brazowy/lp-2a_24.jpg","https://www.ospel.pl/sites/all/pliki/import/image/rysunki/akcent/laczniki_6.jpg",null,"10AX/250~, IP-20 zaciski gwintowe","","",null,null,null,"BRĄZOWY",null,"0,065 kg","82 mm","82 mm","23 mm",null,null,"2025-03-03",null,"https://www.ospel.pl/sites/all/pliki/import/image/schematy/lacznik_podwojny_schodowy.jpg","https://www.ospel.pl/sites/all/pliki/import/image/podtynk/akcent/brazowy/lp-2a_24.jpg","27.33.11.0","8536 50 07"]
[99,"ŁP-10AS/00          ","Łącznik podwójny schodowy z podświetleniem pomarańczowym",36.1,1,"szt","PLN","23%","",10,null,null,null,null,"5907577426460",null,null,"AKCENT",null,null,"",null,10,null,"https://www.ospel.pl/sites/all/pliki/import/image/podtynk/akcent/bialy/lp-9as_00.jpg","https://www.ospel.pl/sites/all/pliki/import/image/rysunki/akcent/laczniki_6.jpg",null,"10AX/250~, IP-20 zaciski gwintowe","","",null,null,null,"BIAŁY",null,"0,066 kg","82 mm","82 mm","23 mm",null,null,"2025-03-03",null,"https://www.ospel.pl/sites/all/pliki/import/image/schematy/lacznik_podwojny_schodowy.jpg","https://www.ospel.pl/sites/all/pliki/import/image/podtynk/akcent/bialy/lp-9as_00.jpg","27.33.11.0","8536 50 07"]
[100,"ŁP-10AS/01          ","Łącznik podwójny schodowy z podświetleniem pomarańczowym",36.1,1,"szt","PLN","23%","",10,null,null,null,null,"5907577426484",null,null,"AKCENT",null,null,"",null,10,null,"https://www.ospel.pl/sites/all/pliki/import/image/podtynk/akcent/bezowy/lp-2a_01.jpg","https://www.ospel.pl/sites/all/pliki/import/image/rysunki/akcent/laczniki_6.jpg",null,"10AX/250~, IP-20 zaciski gwintowe","","",null,null,null,"BEŻOWY",null,"0,066 kg","82 mm","82 mm","23 mm",null,null,"2025-03-03",null,"https://www.ospel.pl/sites/all/pliki/import/image/schematy/lacznik_podwojny_schodowy.jpg","https://www.ospel.pl/sites/all/pliki/import/image/podtynk/akcent/bezowy/lp-2a_01.jpg","27.33.11.0","8536 50 07"]
[101,"ŁP-10AS/24          ","Łącznik podwójny schodowy z podświetleniem pomarańczowym",36.1,1,"szt","PLN","23%","",10,null,null,null,null,"5907577426477",null,null,"AKCENT",null,null,"",null,10,null,"https://www.ospel.pl/sites/all/pliki/import/image/podtynk/akcent/brazowy/lp-2a_24.jpg","https://www.ospel.pl/sites/all/pliki/import/image/rysunki/akcent/laczniki_6.jpg",null,"10AX/250~, IP-20 zaciski gwintowe","","",null,null,null,"BRĄZOWY",null,"0,066 kg","82 mm","82 mm","23 mm",null,null,"2025-03-03",null,"https://www.ospel.pl/sites/all/pliki/import/image/schematy/lacznik_podwojny_schodowy.jpg","https://www.ospel.pl/sites/all/pliki/import/image/podtynk/akcent/brazowy/lp-2a_24.jpg","27.33.11.0","8536 50 07"]
[102,"ŁP-1A/00            ","Łącznik jednobiegunowy ",13.8,1,"szt","PLN","23%","",10,null,null,null,null,"5907577410698",null,null,"AKCENT",null,null,"",null,10,null,"https://www.ospel.pl/sites/all/pliki/import/image/podtynk/akcent/bialy/lp-1a_00.jpg","https://www.ospel.pl/sites/all/pliki/import/image/rysunki/akcent/laczniki.jpg",null,"10AX/250~, IP-20 zaciski gwintowe","","",null,null,null,"BIAŁY",null,"0,0525 kg","82 mm","82 mm","23 mm",null,null,"2025-03-03",null,"https://www.ospel.pl/sites/all/pliki/import/image/schematy/lacznik_jednobiegunowy.jpg","https://www.ospel.pl/sites/all/pliki/import/image/podtynk/akcent/bialy/lp-1a_00.jpg","27.33.11.0","8536 50 07"]
[103,"ŁP-1A/01            ","Łącznik jednobiegunowy ",13.8,1,"szt","PLN","23%","",10,null,null,null,null,"5907577413323",null,null,"AKCENT",null,null,"",null,10,null,"https://www.ospel.pl/sites/all/pliki/import/image/podtynk/akcent/bezowy/lp-1a_01.jpg","https://www.ospel.pl/sites/all/pliki/import/image/rysunki/akcent/laczniki.jpg",null,"10AX/250~, IP-20 zaciski gwintowe","","",null,null,null,"BEŻOWY",null,"0,0525 kg","82 mm","82 mm","23 mm",null,null,"2025-03-03",null,"https://www.ospel.pl/sites/all/pliki/import/image/schematy/lacznik_jednobiegunowy.jpg","https://www.ospel.pl/sites/all/pliki/import/image/podtynk/akcent/bezowy/lp-1a_01.jpg","27.33.11.0","8536 50 07"]
[104,"ŁP-1A/24            ","Łącznik jednobiegunowy ",13.8,1,"szt","PLN","23%","",10,null,null,null,null,"5907577413682",null,null,"AKCENT",null,null,"",null,10,null,"https://www.ospel.pl/sites/all/pliki/import/image/podtynk/akcent/brazowy/lp-1a_24.jpg","https://www.ospel.pl/sites/all/pliki/import/image/rysunki/akcent/laczniki.jpg",null,"10AX/250~, IP-20 zaciski gwintowe","","",null,null,null,"BRĄZOWY",null,"0,0525 kg","82 mm","82 mm","23 mm",null,null,"2025-03-03",null,"https://www.ospel.pl/sites/all/pliki/import/image/schematy/lacznik_jednobiegunowy.jpg","https://www.ospel.pl/sites/all/pliki/import/image/podtynk/akcent/brazowy/lp-1a_24.jpg","27.33.11.0","8536 50 07"]
[105,"ŁP-1AS/00           ","Łącznik jednobiegunowy z podświetleniem pomarańczowym",20.3,1,"szt","PLN","23%","",10,null,null,null,null,"5907577410759",null,null,"AKCENT",null,null,"",null,10,null,"https://www.ospel.pl/sites/all/pliki/import/image/podtynk/akcent/bialy/lp-1as_00.jpg","https://www.ospel.pl/sites/all/pliki/import/image/rysunki/akcent/laczniki.jpg",null,"10AX/250~, IP-20 zaciski gwintowe","","",null,null,null,"BIAŁY",null,"0,0535 kg","82 mm","82 mm","23 mm",null,null,"2025-03-03",null,"","https://www.ospel.pl/sites/all/pliki/import/image/podtynk/akcent/bialy/lp-1as_00.jpg","27.33.11.0","8536 50 07"]
[106,"ŁP-1AS/01           ","Łącznik jednobiegunowy z podświetleniem pomarańczowym",20.3,1,"szt","PLN","23%","",10,null,null,null,null,"5907577413385",null,null,"AKCENT",null,null,"",null,10,null,"https://www.ospel.pl/sites/all/pliki/import/image/podtynk/akcent/bezowy/lp-1as_01.jpg","https://www.ospel.pl/sites/all/pliki/import/image/rysunki/akcent/laczniki.jpg",null,"10AX/250~, IP-20 zaciski gwintowe","","",null,null,null,"BEŻOWY",null,"0,0535 kg","82 mm","82 mm","23 mm",null,null,"2025-03-03",null,"","https://www.ospel.pl/sites/all/pliki/import/image/podtynk/akcent/bezowy/lp-1as_01.jpg","27.33.11.0","8536 50 07"]
[107,"ŁP-1AS/24           ","Łącznik jednobiegunowy z podświetleniem pomarańczowym",20.3,1,"szt","PLN","23%","",10,null,null,null,null,"5907577413743",null,null,"AKCENT",null,null,"",null,10,null,"https://www.ospel.pl/sites/all/pliki/import/image/podtynk/akcent/brazowy/lp-1as_24.jpg","https://www.ospel.pl/sites/all/pliki/import/image/rysunki/akcent/laczniki.jpg",null,"10AX/250~, IP-20 zaciski gwintowe","","",null,null,null,"BRĄZOWY",null,"0,0535 kg","82 mm","82 mm","23 mm",null,null,"2025-03-03",null,"","https://www.ospel.pl/sites/all/pliki/import/image/podtynk/akcent/brazowy/lp-1as_24.jpg","27.33.11.0","8536 50 07"]
[108,"ŁP-2A/00            ","Łącznik dwugrupowy świecznikowy ",16.7,1,"szt","PLN","23%","",10,null,null,null,null,"5907577410704",null,null,"AKCENT",null,null,"",null,10,null,"https://www.ospel.pl/sites/all/pliki/import/image/podtynk/akcent/bialy/lp-2a_00.jpg","https://www.ospel.pl/sites/all/pliki/import/image/rysunki/akcent/laczniki_6.jpg",null,"10AX/250~, IP-20 zaciski gwintowe","","",null,null,null,"BIAŁY",null,"0,055 kg","82 mm","82 mm","23 mm",null,null,"2025-03-03",null,"https://www.ospel.pl/sites/all/pliki/import/image/schematy/lacznik_swiecznikowy.jpg","https://www.ospel.pl/sites/all/pliki/import/image/podtynk/akcent/bialy/lp-2a_00.jpg","27.33.11.0","8536 50 07"]
[109,"ŁP-2A/01            ","Łącznik dwugrupowy świecznikowy ",16.7,1,"szt","PLN","23%","",10,null,null,null,null,"5907577413330",null,null,"AKCENT",null,null,"",null,10,null,"https://www.ospel.pl/sites/all/pliki/import/image/podtynk/akcent/bezowy/lp-2a_01.jpg","https://www.ospel.pl/sites/all/pliki/import/image/rysunki/akcent/laczniki_6.jpg",null,"10AX/250~, IP-20 zaciski gwintowe","","",null,null,null,"BEŻOWY",null,"0,055 kg","82 mm","82 mm","23 mm",null,null,"2025-03-03",null,"https://www.ospel.pl/sites/all/pliki/import/image/schematy/lacznik_swiecznikowy.jpg","https://www.ospel.pl/sites/all/pliki/import/image/podtynk/akcent/bezowy/lp-2a_01.jpg","27.33.11.0","8536 50 07"]
[110,"ŁP-2A/24            ","Łącznik dwugrupowy świecznikowy ",16.7,1,"szt","PLN","23%","",10,null,null,null,null,"5907577413699",null,null,"AKCENT",null,null,"",null,10,null,"https://www.ospel.pl/sites/all/pliki/import/image/podtynk/akcent/brazowy/lp-2a_24.jpg","https://www.ospel.pl/sites/all/pliki/import/image/rysunki/akcent/laczniki_6.jpg",null,"10AX/250~, IP-20 zaciski gwintowe","","",null,null,null,"BRĄZOWY",null,"0,055 kg","82 mm","82 mm","23 mm",null,null,"2025-03-03",null,"https://www.ospel.pl/sites/all/pliki/import/image/schematy/lacznik_swiecznikowy.jpg","https://www.ospel.pl/sites/all/pliki/import/image/podtynk/akcent/brazowy/lp-2a_24.jpg","27.33.11.0","8536 50 07"]
[111,"ŁP-2AS/00           ","Łącznik dwugrupowy świecznikowy z podświetleniem pomarańczowym",22.9,1,"szt","PLN","23%","",10,null,null,null,null,"5907577410766",null,null,"AKCENT",null,null,"",null,10,null,"https://www.ospel.pl/sites/all/pliki/import/image/podtynk/akcent/bialy/lp-2as_00.jpg","https://www.ospel.pl/sites/all/pliki/import/image/rysunki/akcent/laczniki_6.jpg",null,"10AX/250~, IP-20 zaciski gwintowe","","",null,null,null,"BIAŁY",null,"0,056 kg","82 mm","82 mm","23 mm",null,null,"2025-03-03",null,"https://www.ospel.pl/sites/all/pliki/import/image/schematy/lacznik_swiecznikowy_podswietlenie.jpg","https://www.ospel.pl/sites/all/pliki/import/image/podtynk/akcent/bialy/lp-2as_00.jpg","27.33.11.0","8536 50 07"]
[112,"ŁP-2AS/01           ","Łącznik dwugrupowy świecznikowy z podświetleniem pomarańczowym",22.9,1,"szt","PLN","23%","",10,null,null,null,null,"5907577413392",null,null,"AKCENT",null,null,"",null,10,null,"https://www.ospel.pl/sites/all/pliki/import/image/podtynk/akcent/bezowy/lp-2as_01.jpg","https://www.ospel.pl/sites/all/pliki/import/image/rysunki/akcent/laczniki_6.jpg",null,"10AX/250~, IP-20 zaciski gwintowe","","",null,null,null,"BEŻOWY",null,"0,056 kg","82 mm","82 mm","23 mm",null,null,"2025-03-03",null,"https://www.ospel.pl/sites/all/pliki/import/image/schematy/lacznik_swiecznikowy_podswietlenie.jpg","https://www.ospel.pl/sites/all/pliki/import/image/podtynk/akcent/bezowy/lp-2as_01.jpg","27.33.11.0","8536 50 07"]
[113,"ŁP-2AS/24           ","Łącznik dwugrupowy świecznikowy z podświetleniem pomarańczowym",22.9,1,"szt","PLN","23%","",10,null,null,null,null,"5907577413750",null,null,"AKCENT",null,null,"",null,10,null,"https://www.ospel.pl/sites/all/pliki/import/image/podtynk/akcent/brazowy/lp-2as_24.jpg","https://www.ospel.pl/sites/all/pliki/import/image/rysunki/akcent/laczniki_6.jpg",null,"10AX/250~, IP-20 zaciski gwintowe","","",null,null,null,"BRĄZOWY",null,"0,056 kg","82 mm","82 mm","23 mm",null,null,"2025-03-03",null,"https://www.ospel.pl/sites/all/pliki/import/image/schematy/lacznik_swiecznikowy_podswietlenie.jpg","https://www.ospel.pl/sites/all/pliki/import/image/podtynk/akcent/brazowy/lp-2as_24.jpg","27.33.11.0","8536 50 07"]
[114,"ŁP-3A/00            ","Łącznik schodowy ",17.100000000000001,1,"szt","PLN","23%","",10,null,null,null,null,"5907577410711",null,null,"AKCENT",null,null,"",null,10,null,"https://www.ospel.pl/sites/all/pliki/import/image/podtynk/akcent/bialy/lp-3a_00.jpg","https://www.ospel.pl/sites/all/pliki/import/image/rysunki/akcent/laczniki.jpg",null,"10AX/250~, IP-20 zaciski gwintowe","","",null,null,null,"BIAŁY",null,"0,0545 kg","82 mm","82 mm","23 mm",null,null,"2025-03-03",null,"https://www.ospel.pl/sites/all/pliki/import/image/schematy/laczniki_schodowe_wspolpraca.jpg","https://www.ospel.pl/sites/all/pliki/import/image/podtynk/akcent/bialy/lp-3a_00.jpg","27.33.11.0","8536 50 07"]
[115,"ŁP-3A/01            ","Łącznik schodowy ",17.100000000000001,1,"szt","PLN","23%","",10,null,null,null,null,"5907577413347",null,null,"AKCENT",null,null,"",null,10,null,"https://www.ospel.pl/sites/all/pliki/import/image/podtynk/akcent/bezowy/lp-3a_01.jpg","https://www.ospel.pl/sites/all/pliki/import/image/rysunki/akcent/laczniki.jpg",null,"10AX/250~, IP-20 zaciski gwintowe","","",null,null,null,"BEŻOWY",null,"0,0545 kg","82 mm","82 mm","23 mm",null,null,"2025-03-03",null,"https://www.ospel.pl/sites/all/pliki/import/image/schematy/laczniki_schodowe_wspolpraca.jpg","https://www.ospel.pl/sites/all/pliki/import/image/podtynk/akcent/bezowy/lp-3a_01.jpg","27.33.11.0","8536 50 07"]
[116,"ŁP-3A/24            ","Łącznik schodowy ",17.100000000000001,1,"szt","PLN","23%","",10,null,null,null,null,"5907577413705",null,null,"AKCENT",null,null,"",null,10,null,"https://www.ospel.pl/sites/all/pliki/import/image/podtynk/akcent/brazowy/lp-1a_24.jpg","https://www.ospel.pl/sites/all/pliki/import/image/rysunki/akcent/laczniki.jpg",null,"10AX/250~, IP-20 zaciski gwintowe","","",null,null,null,"BRĄZOWY",null,"0,0545 kg","82 mm","82 mm","23 mm",null,null,"2025-03-03",null,"https://www.ospel.pl/sites/all/pliki/import/image/schematy/laczniki_schodowe_wspolpraca.jpg","https://www.ospel.pl/sites/all/pliki/import/image/podtynk/akcent/brazowy/lp-1a_24.jpg","27.33.11.0","8536 50 07"]
[117,"ŁP-3AS/00           ","Łącznik schodowy z podświetleniem pomarańczowym",23.1,1,"szt","PLN","23%","",10,null,null,null,null,"5907577410773",null,null,"AKCENT",null,null,"",null,10,null,"https://www.ospel.pl/sites/all/pliki/import/image/podtynk/akcent/bialy/lp-3as_00.jpg","https://www.ospel.pl/sites/all/pliki/import/image/rysunki/akcent/laczniki.jpg",null,"10AX/250~, IP-20 zaciski gwintowe","","",null,null,null,"BIAŁY",null,"0,055 kg","82 mm","82 mm","23 mm",null,null,"2025-03-03",null,"https://www.ospel.pl/sites/all/pliki/import/image/schematy/laczniki_schodowe_wspolpraca.jpg","https://www.ospel.pl/sites/all/pliki/import/image/podtynk/akcent/bialy/lp-3as_00.jpg","27.33.11.0","8536 50 07"]
[118,"ŁP-3AS/01           ","Łącznik schodowy z podświetleniem pomarańczowym",23.1,1,"szt","PLN","23%","",10,null,null,null,null,"5907577413408",null,null,"AKCENT",null,null,"",null,10,null,"https://www.ospel.pl/sites/all/pliki/import/image/podtynk/akcent/bezowy/lp-3as_01.jpg","https://www.ospel.pl/sites/all/pliki/import/image/rysunki/akcent/laczniki.jpg",null,"10AX/250~, IP-20 zaciski gwintowe","","",null,null,null,"BEŻOWY",null,"0,055 kg","82 mm","82 mm","23 mm",null,null,"2025-03-03",null,"https://www.ospel.pl/sites/all/pliki/import/image/schematy/laczniki_schodowe_wspolpraca.jpg","https://www.ospel.pl/sites/all/pliki/import/image/podtynk/akcent/bezowy/lp-3as_01.jpg","27.33.11.0","8536 50 07"]
[119,"ŁP-3AS/24           ","Łącznik schodowy z podświetleniem pomarańczowym",23.1,1,"szt","PLN","23%","",10,null,null,null,null,"5907577413767",null,null,"AKCENT",null,null,"",null,10,null,"https://www.ospel.pl/sites/all/pliki/import/image/podtynk/akcent/brazowy/lp-1as_24.jpg","https://www.ospel.pl/sites/all/pliki/import/image/rysunki/akcent/laczniki.jpg",null,"10AX/250~, IP-20 zaciski gwintowe","","",null,null,null,"BRĄZOWY",null,"0,055 kg","82 mm","82 mm","23 mm",null,null,"2025-03-03",null,"https://www.ospel.pl/sites/all/pliki/import/image/schematy/laczniki_schodowe_wspolpraca.jpg","https://www.ospel.pl/sites/all/pliki/import/image/podtynk/akcent/brazowy/lp-1as_24.jpg","27.33.11.0","8536 50 07"]
[120,"ŁP-4A/00            ","Łącznik krzyżowy ",24.9,1,"szt","PLN","23%","",10,null,null,null,null,"5907577410728",null,null,"AKCENT",null,null,"",null,10,null,"https://www.ospel.pl/sites/all/pliki/import/image/podtynk/akcent/bialy/lp-4a_00.jpg","https://www.ospel.pl/sites/all/pliki/import/image/rysunki/akcent/laczniki.jpg",null,"10AX/250~, IP-20 zaciski gwintowe","","",null,null,null,"BIAŁY",null,"0,0585 kg","82 mm","82 mm","23 mm",null,null,"2025-03-03",null,"https://www.ospel.pl/sites/all/pliki/import/image/schematy/lacznik_krzyzowy_wspolpraca.jpg","https://www.ospel.pl/sites/all/pliki/import/image/podtynk/akcent/bialy/lp-4a_00.jpg","27.33.11.0","8536 50 07"]
[121,"ŁP-4A/01            ","Łącznik krzyżowy ",24.9,1,"szt","PLN","23%","",10,null,null,null,null,"5907577413354",null,null,"AKCENT",null,null,"",null,10,null,"https://www.ospel.pl/sites/all/pliki/import/image/podtynk/akcent/bezowy/lp-4a_01.jpg","https://www.ospel.pl/sites/all/pliki/import/image/rysunki/akcent/laczniki.jpg",null,"10AX/250~, IP-20 zaciski gwintowe","","",null,null,null,"BEŻOWY",null,"0,0585 kg","82 mm","82 mm","23 mm",null,null,"2025-03-03",null,"https://www.ospel.pl/sites/all/pliki/import/image/schematy/lacznik_krzyzowy_wspolpraca.jpg","https://www.ospel.pl/sites/all/pliki/import/image/podtynk/akcent/bezowy/lp-4a_01.jpg","27.33.11.0","8536 50 07"]
[122,"ŁP-4A/24            ","Łącznik krzyżowy ",24.9,1,"szt","PLN","23%","",10,null,null,null,null,"5907577413712",null,null,"AKCENT",null,null,"",null,10,null,"https://www.ospel.pl/sites/all/pliki/import/image/podtynk/akcent/brazowy/lp-1a_24.jpg","https://www.ospel.pl/sites/all/pliki/import/image/rysunki/akcent/laczniki.jpg",null,"10AX/250~, IP-20 zaciski gwintowe","","",null,null,null,"BRĄZOWY",null,"0,0585 kg","82 mm","82 mm","23 mm",null,null,"2025-03-03",null,"https://www.ospel.pl/sites/all/pliki/import/image/schematy/lacznik_krzyzowy_wspolpraca.jpg","https://www.ospel.pl/sites/all/pliki/import/image/podtynk/akcent/brazowy/lp-1a_24.jpg","27.33.11.0","8536 50 07"]
[123,"ŁP-4AS/00           ","Łącznik krzyżowy z podświetleniem pomarańczowym",30.1,1,"szt","PLN","23%","",10,null,null,null,null,"5907577410780",null,null,"AKCENT",null,null,"",null,10,null,"https://www.ospel.pl/sites/all/pliki/import/image/podtynk/akcent/bialy/lp-4as_00.jpg","https://www.ospel.pl/sites/all/pliki/import/image/rysunki/akcent/laczniki.jpg",null,"10AX/250~, IP-20 zaciski gwintowe","","",null,null,null,"BIAŁY",null,"0,0595 kg","82 mm","82 mm","23 mm",null,null,"2025-03-03",null,"https://www.ospel.pl/sites/all/pliki/import/image/schematy/lacznik_krzyzowy_wspolpraca.jpg","https://www.ospel.pl/sites/all/pliki/import/image/podtynk/akcent/bialy/lp-4as_00.jpg","27.33.11.0","8536 50 07"]
[124,"ŁP-4AS/01           ","Łącznik krzyżowy z podświetleniem pomarańczowym",30.1,1,"szt","PLN","23%","",10,null,null,null,null,"5907577413415",null,null,"AKCENT",null,null,"",null,10,null,"https://www.ospel.pl/sites/all/pliki/import/image/podtynk/akcent/bezowy/lp-4as_01.jpg","https://www.ospel.pl/sites/all/pliki/import/image/rysunki/akcent/laczniki.jpg",null,"10AX/250~, IP-20 zaciski gwintowe","","",null,null,null,"BEŻOWY",null,"0,0595 kg","82 mm","82 mm","23 mm",null,null,"2025-03-03",null,"https://www.ospel.pl/sites/all/pliki/import/image/schematy/lacznik_krzyzowy_wspolpraca.jpg","https://www.ospel.pl/sites/all/pliki/import/image/podtynk/akcent/bezowy/lp-4as_01.jpg","27.33.11.0","8536 50 07"]
[125,"ŁP-4AS/24           ","Łącznik krzyżowy z podświetleniem pomarańczowym",30.1,1,"szt","PLN","23%","",10,null,null,null,null,"5907577413774",null,null,"AKCENT",null,null,"",null,10,null,"https://www.ospel.pl/sites/all/pliki/import/image/podtynk/akcent/brazowy/lp-1as_24.jpg","https://www.ospel.pl/sites/all/pliki/import/image/rysunki/akcent/laczniki.jpg",null,"10AX/250~, IP-20 zaciski gwintowe","","",null,null,null,"BRĄZOWY",null,"0,0595 kg","82 mm","82 mm","23 mm",null,null,"2025-03-03",null,"https://www.ospel.pl/sites/all/pliki/import/image/schematy/lacznik_krzyzowy_wspolpraca.jpg","https://www.ospel.pl/sites/all/pliki/import/image/podtynk/akcent/brazowy/lp-1as_24.jpg","27.33.11.0","8536 50 07"]
[126,"ŁP-5A/00            ","Łącznik zwierny \"światło\" ",16.8,1,"szt","PLN","23%","",10,null,null,null,null,"5907577410735",null,null,"AKCENT",null,null,"",null,10,null,"https://www.ospel.pl/sites/all/pliki/import/image/podtynk/akcent/bialy/lp-5a_00.jpg","https://www.ospel.pl/sites/all/pliki/import/image/rysunki/akcent/laczniki.jpg",null,"10AX/250~, IP-20 zaciski gwintowe","","",null,null,null,"BIAŁY",null,"0,0525 kg","82 mm","82 mm","23 mm",null,null,"2025-03-03",null,"https://www.ospel.pl/sites/all/pliki/import/image/schematy/lacznik_zwierny_swiatlo.jpg","https://www.ospel.pl/sites/all/pliki/import/image/podtynk/akcent/bialy/lp-5a_00.jpg","27.33.11.0","8536 50 07"]
[127,"ŁP-5A/01            ","Łącznik zwierny \"światło\" ",16.8,1,"szt","PLN","23%","",10,null,null,null,null,"5907577413361",null,null,"AKCENT",null,null,"",null,10,null,"https://www.ospel.pl/sites/all/pliki/import/image/podtynk/akcent/bezowy/lp-5a_01.jpg","https://www.ospel.pl/sites/all/pliki/import/image/rysunki/akcent/laczniki.jpg",null,"10AX/250~, IP-20 zaciski gwintowe","","",null,null,null,"BEŻOWY",null,"0,0525 kg","82 mm","82 mm","23 mm",null,null,"2025-03-03",null,"https://www.ospel.pl/sites/all/pliki/import/image/schematy/lacznik_zwierny_swiatlo.jpg","https://www.ospel.pl/sites/all/pliki/import/image/podtynk/akcent/bezowy/lp-5a_01.jpg","27.33.11.0","8536 50 07"]
[128,"ŁP-5A/24            ","Łącznik zwierny \"światło\" ",16.8,1,"szt","PLN","23%","",10,null,null,null,null,"5907577413729",null,null,"AKCENT",null,null,"",null,10,null,"https://www.ospel.pl/sites/all/pliki/import/image/podtynk/akcent/brazowy/lp-1a_24.jpg","https://www.ospel.pl/sites/all/pliki/import/image/rysunki/akcent/laczniki.jpg",null,"10AX/250~, IP-20 zaciski gwintowe","","",null,null,null,"BRĄZOWY",null,"0,0525 kg","82 mm","82 mm","23 mm",null,null,"2025-03-03",null,"https://www.ospel.pl/sites/all/pliki/import/image/schematy/lacznik_zwierny_swiatlo.jpg","https://www.ospel.pl/sites/all/pliki/import/image/podtynk/akcent/brazowy/lp-1a_24.jpg","27.33.11.0","8536 50 07"]
[129,"ŁP-5AS/00           ","Łącznik zwierny \"światło\" z podświetleniem pomarańczowym",23.2,1,"szt","PLN","23%","",10,null,null,null,null,"5907577410797",null,null,"AKCENT",null,null,"",null,10,null,"https://www.ospel.pl/sites/all/pliki/import/image/podtynk/akcent/bialy/lp-5as_00.jpg","https://www.ospel.pl/sites/all/pliki/import/image/rysunki/akcent/laczniki.jpg",null,"10AX/250~, IP-20 zaciski gwintowe","","",null,null,null,"BIAŁY",null,"0,0535 kg","82 mm","82 mm","23 mm",null,null,"2025-03-03",null,"https://www.ospel.pl/sites/all/pliki/import/image/schematy/lacznik_zwierny_swiatlo_podswietlenie.jpg","https://www.ospel.pl/sites/all/pliki/import/image/podtynk/akcent/bialy/lp-5as_00.jpg","27.33.11.0","8536 50 07"]
[130,"ŁP-5AS/01           ","Łącznik zwierny \"światło\" z podświetleniem pomarańczowym",23.2,1,"szt","PLN","23%","",10,null,null,null,null,"5907577413422",null,null,"AKCENT",null,null,"",null,10,null,"https://www.ospel.pl/sites/all/pliki/import/image/podtynk/akcent/bezowy/lp-5as_01.jpg","https://www.ospel.pl/sites/all/pliki/import/image/rysunki/akcent/laczniki.jpg",null,"10AX/250~, IP-20 zaciski gwintowe","","",null,null,null,"BEŻOWY",null,"0,0535 kg","82 mm","82 mm","23 mm",null,null,"2025-03-03",null,"https://www.ospel.pl/sites/all/pliki/import/image/schematy/lacznik_zwierny_swiatlo_podswietlenie.jpg","https://www.ospel.pl/sites/all/pliki/import/image/podtynk/akcent/bezowy/lp-5as_01.jpg","27.33.11.0","8536 50 07"]
[131,"ŁP-5AS/24           ","Łącznik zwierny \"światło\" z podświetleniem pomarańczowym",23.2,1,"szt","PLN","23%","",10,null,null,null,null,"5907577413781",null,null,"AKCENT",null,null,"",null,10,null,"https://www.ospel.pl/sites/all/pliki/import/image/podtynk/akcent/brazowy/lp-1as_24.jpg","https://www.ospel.pl/sites/all/pliki/import/image/rysunki/akcent/laczniki.jpg",null,"10AX/250~, IP-20 zaciski gwintowe","","",null,null,null,"BRĄZOWY",null,"0,0535 kg","82 mm","82 mm","23 mm",null,null,"2025-03-03",null,"https://www.ospel.pl/sites/all/pliki/import/image/schematy/lacznik_zwierny_swiatlo_podswietlenie.jpg","https://www.ospel.pl/sites/all/pliki/import/image/podtynk/akcent/brazowy/lp-1as_24.jpg","27.33.11.0","8536 50 07"]
[132,"ŁP-6A/00            ","Łącznik zwierny \"dzwonek\" ",16.8,1,"szt","PLN","23%","",10,null,null,null,null,"5907577410742",null,null,"AKCENT",null,null,"",null,10,null,"https://www.ospel.pl/sites/all/pliki/import/image/podtynk/akcent/bialy/lp-6a_00.jpg","https://www.ospel.pl/sites/all/pliki/import/image/rysunki/akcent/laczniki.jpg",null,"10AX/250~, IP-20 zaciski gwintowe","","",null,null,null,"BIAŁY",null,"0,0525 kg","82 mm","82 mm","23 mm",null,null,"2025-03-03",null,"https://www.ospel.pl/sites/all/pliki/import/image/schematy/lacznik_zwierny_dzwonek.jpg","https://www.ospel.pl/sites/all/pliki/import/image/podtynk/akcent/bialy/lp-6a_00.jpg","27.33.11.0","8536 50 07"]
[133,"ŁP-6A/01            ","Łącznik zwierny \"dzwonek\" ",16.8,1,"szt","PLN","23%","",10,null,null,null,null,"5907577413378",null,null,"AKCENT",null,null,"",null,10,null,"https://www.ospel.pl/sites/all/pliki/import/image/podtynk/akcent/bezowy/lp-6a_01.jpg","https://www.ospel.pl/sites/all/pliki/import/image/rysunki/akcent/laczniki.jpg",null,"10AX/250~, IP-20 zaciski gwintowe","","",null,null,null,"BEŻOWY",null,"0,0525 kg","82 mm","82 mm","23 mm",null,null,"2025-03-03",null,"https://www.ospel.pl/sites/all/pliki/import/image/schematy/lacznik_zwierny_dzwonek.jpg","https://www.ospel.pl/sites/all/pliki/import/image/podtynk/akcent/bezowy/lp-6a_01.jpg","27.33.11.0","8536 50 07"]
[134,"ŁP-6A/24            ","Łącznik zwierny \"dzwonek\" ",16.8,1,"szt","PLN","23%","",10,null,null,null,null,"5907577413736",null,null,"AKCENT",null,null,"",null,10,null,"https://www.ospel.pl/sites/all/pliki/import/image/podtynk/akcent/brazowy/lp-1a_24.jpg","https://www.ospel.pl/sites/all/pliki/import/image/rysunki/akcent/laczniki.jpg",null,"10AX/250~, IP-20 zaciski gwintowe","","",null,null,null,"BRĄZOWY",null,"0,0525 kg","82 mm","82 mm","23 mm",null,null,"2025-03-03",null,"https://www.ospel.pl/sites/all/pliki/import/image/schematy/lacznik_zwierny_dzwonek.jpg","https://www.ospel.pl/sites/all/pliki/import/image/podtynk/akcent/brazowy/lp-1a_24.jpg","27.33.11.0","8536 50 07"]
[135,"ŁP-6AS/00           ","Łącznik zwierny \"dzwonek\" z podświetleniem pomarańczowym",23.2,1,"szt","PLN","23%","",10,null,null,null,null,"5907577410803",null,null,"AKCENT",null,null,"",null,10,null,"https://www.ospel.pl/sites/all/pliki/import/image/podtynk/akcent/bialy/lp-6as_00.jpg","https://www.ospel.pl/sites/all/pliki/import/image/rysunki/akcent/laczniki.jpg",null,"10AX/250~, IP-20 zaciski gwintowe","","",null,null,null,"BIAŁY",null,"0,0535 kg","82 mm","82 mm","23 mm",null,null,"2025-03-03",null,"https://www.ospel.pl/sites/all/pliki/import/image/schematy/lacznik_zwierny_dzwonek_podswietlenie.jpg","https://www.ospel.pl/sites/all/pliki/import/image/podtynk/akcent/bialy/lp-6as_00.jpg","27.33.11.0","8536 50 07"]
[136,"ŁP-6AS/01           ","Łącznik zwierny \"dzwonek\" z podświetleniem pomarańczowym",23.2,1,"szt","PLN","23%","",10,null,null,null,null,"5907577413439",null,null,"AKCENT",null,null,"",null,10,null,"https://www.ospel.pl/sites/all/pliki/import/image/podtynk/akcent/bezowy/lp-6as_01.jpg","https://www.ospel.pl/sites/all/pliki/import/image/rysunki/akcent/laczniki.jpg",null,"10AX/250~, IP-20 zaciski gwintowe","","",null,null,null,"BEŻOWY",null,"0,0535 kg","82 mm","82 mm","23 mm",null,null,"2025-03-03",null,"https://www.ospel.pl/sites/all/pliki/import/image/schematy/lacznik_zwierny_dzwonek_podswietlenie.jpg","https://www.ospel.pl/sites/all/pliki/import/image/podtynk/akcent/bezowy/lp-6as_01.jpg","27.33.11.0","8536 50 07"]
[137,"ŁP-6AS/24           ","Łącznik zwierny \"dzwonek\" z podświetleniem pomarańczowym",23.2,1,"szt","PLN","23%","",10,null,null,null,null,"5907577413798",null,null,"AKCENT",null,null,"",null,10,null,"https://www.ospel.pl/sites/all/pliki/import/image/podtynk/akcent/brazowy/lp-1as_24.jpg","https://www.ospel.pl/sites/all/pliki/import/image/rysunki/akcent/laczniki.jpg",null,"10AX/250~, IP-20 zaciski gwintowe","","",null,null,null,"BRĄZOWY",null,"0,0535 kg","82 mm","82 mm","23 mm",null,null,"2025-03-03",null,"https://www.ospel.pl/sites/all/pliki/import/image/schematy/lacznik_zwierny_dzwonek_podswietlenie.jpg","https://www.ospel.pl/sites/all/pliki/import/image/podtynk/akcent/brazowy/lp-1as_24.jpg","27.33.11.0","8536 50 07"]
[138,"ŁP-7A/00            ","Łącznik żaluzjowy, zwierny ",24.9,1,"szt","PLN","23%","",10,null,null,null,null,"5907577426675",null,null,"AKCENT",null,null,"",null,10,null,"https://www.ospel.pl/sites/all/pliki/import/image/podtynk/akcent/bialy/lp-7a_00.jpg","https://www.ospel.pl/sites/all/pliki/import/image/rysunki/akcent/laczniki_6.jpg",null,"10AX/250~, IP-20 zaciski gwintowe","","",null,null,null,"BIAŁY",null,"0,0575 kg","82 mm","82 mm","23 mm",null,null,"2025-03-03",null,"","https://www.ospel.pl/sites/all/pliki/import/image/podtynk/akcent/bialy/lp-7a_00.jpg","27.33.11.0","8536 50 07"]
[139,"ŁP-7A/01            ","Łącznik żaluzjowy, zwierny ",24.9,1,"szt","PLN","23%","",10,null,null,null,null,"5907577430054",null,null,"AKCENT",null,null,"",null,10,null,"https://www.ospel.pl/sites/all/pliki/import/image/podtynk/akcent/bezowy/lp-7a_01.jpg","https://www.ospel.pl/sites/all/pliki/import/image/rysunki/akcent/laczniki_6.jpg",null,"10AX/250~, IP-20 zaciski gwintowe","","",null,null,null,"BEŻOWY",null,"0,0575 kg","82 mm","82 mm","23 mm",null,null,"2025-03-03",null,"","https://www.ospel.pl/sites/all/pliki/import/image/podtynk/akcent/bezowy/lp-7a_01.jpg","27.33.11.0","8536 50 07"]
[140,"ŁP-7A/24            ","Łącznik żaluzjowy, zwierny ",24.9,1,"szt","PLN","23%","",10,null,null,null,null,"5907577432744",null,null,"AKCENT",null,null,"",null,10,null,"https://www.ospel.pl/sites/all/pliki/import/image/podtynk/akcent/brazowy/lp-7a_24.jpg","https://www.ospel.pl/sites/all/pliki/import/image/rysunki/akcent/laczniki_6.jpg",null,"10AX/250~, IP-20 zaciski gwintowe","","",null,null,null,"BRĄZOWY",null,"0,0575 kg","82 mm","82 mm","23 mm",null,null,"2025-03-03",null,"","https://www.ospel.pl/sites/all/pliki/import/image/podtynk/akcent/brazowy/lp-7a_24.jpg","27.33.11.0","8536 50 07"]
[141,"ŁP-7AS/00           ","Łącznik żaluzjowy, zwierny, z podświetleniem pomarańczowym",29.4,1,"szt","PLN","23%","",10,null,null,null,null,"5907577426682",null,null,"AKCENT",null,null,"",null,10,null,"https://www.ospel.pl/sites/all/pliki/import/image/podtynk/akcent/bialy/lp-7as_00.jpg","https://www.ospel.pl/sites/all/pliki/import/image/rysunki/akcent/laczniki_6.jpg",null,"10AX/250~, IP-20 zaciski gwintowe","","",null,null,null,"BIAŁY",null,"0,0585 kg","82 mm","82 mm","23 mm",null,null,"2025-03-03",null,"https://www.ospel.pl/sites/all/pliki/import/image/schematy/lacznik_zaluzjowy_podswietlenie.jpg","https://www.ospel.pl/sites/all/pliki/import/image/podtynk/akcent/bialy/lp-7as_00.jpg","27.33.11.0","8536 50 07"]
[142,"ŁP-7AS/01           ","Łącznik żaluzjowy, zwierny, z podświetleniem pomarańczowym",29.4,1,"szt","PLN","23%","",10,null,null,null,null,"5907577430061",null,null,"AKCENT",null,null,"",null,10,null,"https://www.ospel.pl/sites/all/pliki/import/image/podtynk/akcent/bezowy/lp-7as_01.jpg","https://www.ospel.pl/sites/all/pliki/import/image/rysunki/akcent/laczniki_6.jpg",null,"10AX/250~, IP-20 zaciski gwintowe","","",null,null,null,"BEŻOWY",null,"0,0585 kg","82 mm","82 mm","23 mm",null,null,"2025-03-03",null,"https://www.ospel.pl/sites/all/pliki/import/image/schematy/lacznik_zaluzjowy_podswietlenie.jpg","https://www.ospel.pl/sites/all/pliki/import/image/podtynk/akcent/bezowy/lp-7as_01.jpg","27.33.11.0","8536 50 07"]
[143,"ŁP-7AS/24           ","Łącznik żaluzjowy, zwierny, z podświetleniem pomarańczowym",29.4,1,"szt","PLN","23%","",10,null,null,null,null,"5907577432737",null,null,"AKCENT",null,null,"",null,10,null,"https://www.ospel.pl/sites/all/pliki/import/image/podtynk/akcent/brazowy/lp-7as_24.jpg","https://www.ospel.pl/sites/all/pliki/import/image/rysunki/akcent/laczniki_6.jpg",null,"10AX/250~, IP-20 zaciski gwintowe","","",null,null,null,"BRĄZOWY",null,"0,0585 kg","82 mm","82 mm","23 mm",null,null,"2025-03-03",null,"https://www.ospel.pl/sites/all/pliki/import/image/schematy/lacznik_zaluzjowy_podswietlenie.jpg","https://www.ospel.pl/sites/all/pliki/import/image/podtynk/akcent/brazowy/lp-7as_24.jpg","27.33.11.0","8536 50 07"]
[144,"ŁP-9A/00            ","Łącznik schodowy + jednobiegunowy ",26.6,1,"szt","PLN","23%","",10,null,null,null,null,"5907577426347",null,null,"AKCENT",null,null,"",null,10,null,"https://www.ospel.pl/sites/all/pliki/import/image/podtynk/akcent/bialy/lp-2a_00.jpg","https://www.ospel.pl/sites/all/pliki/import/image/rysunki/akcent/laczniki_6.jpg",null,"10AX/250~, IP-20 zaciski gwintowe","","",null,null,null,"BIAŁY",null,"0,07 kg","82 mm","82 mm","23 mm",null,null,"2025-03-03",null,"https://www.ospel.pl/sites/all/pliki/import/image/schematy/lacznik_zintegrowany_lacznik_schodowy_wspolpraca.jpg","https://www.ospel.pl/sites/all/pliki/import/image/podtynk/akcent/bialy/lp-2a_00.jpg","27.33.11.0","8536 50 07"]
[145,"ŁP-9A/01            ","Łącznik schodowy + jednobiegunowy ",26.6,1,"szt","PLN","23%","",10,null,null,null,null,"5907577426361",null,null,"AKCENT",null,null,"",null,10,null,"https://www.ospel.pl/sites/all/pliki/import/image/podtynk/akcent/bezowy/lp-2a_01.jpg","https://www.ospel.pl/sites/all/pliki/import/image/rysunki/akcent/laczniki_6.jpg",null,"10AX/250~, IP-20 zaciski gwintowe","","",null,null,null,"BEŻOWY",null,"0,07 kg","82 mm","82 mm","23 mm",null,null,"2025-03-03",null,"https://www.ospel.pl/sites/all/pliki/import/image/schematy/lacznik_zintegrowany_lacznik_schodowy_wspolpraca.jpg","https://www.ospel.pl/sites/all/pliki/import/image/podtynk/akcent/bezowy/lp-2a_01.jpg","27.33.11.0","8536 50 07"]
[146,"ŁP-9A/24            ","Łącznik schodowy + jednobiegunowy ",26.6,1,"szt","PLN","23%","",10,null,null,null,null,"5907577426354",null,null,"AKCENT",null,null,"",null,10,null,"https://www.ospel.pl/sites/all/pliki/import/image/podtynk/akcent/brazowy/lp-2a_24.jpg","https://www.ospel.pl/sites/all/pliki/import/image/rysunki/akcent/laczniki_6.jpg",null,"10AX/250~, IP-20 zaciski gwintowe","","",null,null,null,"BRĄZOWY",null,"0,07 kg","82 mm","82 mm","23 mm",null,null,"2025-03-03",null,"https://www.ospel.pl/sites/all/pliki/import/image/schematy/lacznik_zintegrowany_lacznik_schodowy_wspolpraca.jpg","https://www.ospel.pl/sites/all/pliki/import/image/podtynk/akcent/brazowy/lp-2a_24.jpg","27.33.11.0","8536 50 07"]
[147,"ŁP-9AS/00           ","Łącznik schodowy + jednobiegunowy z podświetleniem pomarańczowym",32.5,1,"szt","PLN","23%","",10,null,null,null,null,"5907577426385",null,null,"AKCENT",null,null,"",null,10,null,"https://www.ospel.pl/sites/all/pliki/import/image/podtynk/akcent/bialy/lp-9as_00.jpg","https://www.ospel.pl/sites/all/pliki/import/image/rysunki/akcent/laczniki_6.jpg",null,"10AX/250~, IP-20 zaciski gwintowe","","",null,null,null,"BIAŁY",null,"0,071 kg","82 mm","82 mm","23 mm",null,null,"2025-03-03",null,"https://www.ospel.pl/sites/all/pliki/import/image/schematy/laczniki_zintegrowane_podwojny_pojedynczy.jpg","https://www.ospel.pl/sites/all/pliki/import/image/podtynk/akcent/bialy/lp-9as_00.jpg","27.33.11.0","8536 50 07"]
[148,"ŁP-9AS/01           ","Łącznik schodowy + jednobiegunowy z podświetleniem pomarańczowym",32.5,1,"szt","PLN","23%","",10,null,null,null,null,"5907577426408",null,null,"AKCENT",null,null,"",null,10,null,"https://www.ospel.pl/sites/all/pliki/import/image/podtynk/akcent/bezowy/lp-2a_01.jpg","https://www.ospel.pl/sites/all/pliki/import/image/rysunki/akcent/laczniki_6.jpg",null,"10AX/250~, IP-20 zaciski gwintowe","","",null,null,null,"BEŻOWY",null,"0,071 kg","82 mm","82 mm","23 mm",null,null,"2025-03-03",null,"https://www.ospel.pl/sites/all/pliki/import/image/schematy/laczniki_zintegrowane_podwojny_pojedynczy.jpg","https://www.ospel.pl/sites/all/pliki/import/image/podtynk/akcent/bezowy/lp-2a_01.jpg","27.33.11.0","8536 50 07"]
[149,"ŁP-9AS/24           ","Łącznik schodowy + jednobiegunowy z podświetleniem pomarańczowym",32.5,1,"szt","PLN","23%","",10,null,null,null,null,"5907577426392",null,null,"AKCENT",null,null,"",null,10,null,"https://www.ospel.pl/sites/all/pliki/import/image/podtynk/akcent/brazowy/lp-2a_24.jpg","https://www.ospel.pl/sites/all/pliki/import/image/rysunki/akcent/laczniki_6.jpg",null,"10AX/250~, IP-20 zaciski gwintowe","","",null,null,null,"BRĄZOWY",null,"0,071 kg","82 mm","82 mm","23 mm",null,null,"2025-03-03",null,"https://www.ospel.pl/sites/all/pliki/import/image/schematy/laczniki_zintegrowane_podwojny_pojedynczy.jpg","https://www.ospel.pl/sites/all/pliki/import/image/podtynk/akcent/brazowy/lp-2a_24.jpg","27.33.11.0","8536 50 07"]
[150,"PNP-A/00            ","Puszka instalacyjna do łączników serii AKCENT",8,1,"szt","PLN","23%","",10,null,null,null,null,"5907577426538",null,null,"AKCENT",null,null,"",null,10,null,"https://www.ospel.pl/sites/all/pliki/import/image/podtynk/akcent/bialy/pnp-a_00.jpg","https://www.ospel.pl/sites/all/pliki/import/image/rysunki/akcent/puszki.pdf",null,"Wysokość 26,5mm","","",null,null,null,"BIAŁY",null,"0,0315 kg","82 mm","82 mm","",null,null,"2025-03-03",null,"","https://www.ospel.pl/sites/all/pliki/import/image/podtynk/akcent/bialy/pnp-a_00.jpg","27.33.13.0","8536 90 01"]
[151,"PNP-A/01            ","Puszka instalacyjna do łączników serii AKCENT",8,1,"szt","PLN","23%","",10,null,null,null,null,"5907577430603",null,null,"AKCENT",null,null,"",null,10,null,"https://www.ospel.pl/sites/all/pliki/import/image/podtynk/akcent/bezowy/pnp-a_01.jpg","https://www.ospel.pl/sites/all/pliki/import/image/rysunki/akcent/puszki.pdf",null,"Wysokość 26,5mm","","",null,null,null,"BEŻOWY",null,"0,0315 kg","82 mm","82 mm","",null,null,"2025-03-03",null,"","https://www.ospel.pl/sites/all/pliki/import/image/podtynk/akcent/bezowy/pnp-a_01.jpg","27.33.13.0","8536 90 01"]
[152,"PNP-A/24            ","Puszka instalacyjna do łączników serii AKCENT",8,1,"szt","PLN","23%","",10,null,null,null,null,"5907577427078",null,null,"AKCENT",null,null,"",null,10,null,"https://www.ospel.pl/sites/all/pliki/import/image/podtynk/akcent/brazowy/pnp-a_24.jpg","https://www.ospel.pl/sites/all/pliki/import/image/rysunki/akcent/puszki.pdf",null,"Wysokość 26,5mm","","",null,null,null,"BRĄZOWY",null,"0,0315 kg","82 mm","82 mm","",null,null,"2025-03-03",null,"","https://www.ospel.pl/sites/all/pliki/import/image/podtynk/akcent/brazowy/pnp-a_24.jpg","27.33.13.0","8536 90 01"]
[153,"PNP-AG/00           ","Puszka instalacyjna do gniazd serii AKCENT",8.5,1,"szt","PLN","23%","",10,null,null,null,null,"5907577426545",null,null,"AKCENT",null,null,"",null,10,null,"https://www.ospel.pl/sites/all/pliki/import/image/podtynk/akcent/bialy/pnp-ag_00.jpg","https://www.ospel.pl/sites/all/pliki/import/image/rysunki/akcent/puszki.pdf",null,"Wysokość 36,5mm","","",null,null,null,"BIAŁY",null,"0,0455 kg","82 mm","82 mm","",null,null,"2025-03-03",null,"","https://www.ospel.pl/sites/all/pliki/import/image/podtynk/akcent/bialy/pnp-ag_00.jpg","27.33.13.0","8536 90 01"]
[154,"PNP-AG/01           ","Puszka instalacyjna do gniazd serii AKCENT",8.5,1,"szt","PLN","23%","",10,null,null,null,null,"5907577430573",null,null,"AKCENT",null,null,"",null,10,null,"https://www.ospel.pl/sites/all/pliki/import/image/podtynk/akcent/bezowy/pnp-ag_01.jpg","https://www.ospel.pl/sites/all/pliki/import/image/rysunki/akcent/puszki.pdf",null,"Wysokość 36,5mm","","",null,null,null,"BEŻOWY",null,"0,0455 kg","82 mm","82 mm","",null,null,"2025-03-03",null,"","https://www.ospel.pl/sites/all/pliki/import/image/podtynk/akcent/bezowy/pnp-ag_01.jpg","27.33.13.0","8536 90 01"]
[155,"PNP-AG/24           ","Puszka instalacyjna do gniazd serii AKCENT",8.5,1,"szt","PLN","23%","",10,null,null,null,null,"5907577427085",null,null,"AKCENT",null,null,"",null,10,null,"https://www.ospel.pl/sites/all/pliki/import/image/podtynk/akcent/brazowy/pnp-ag_24.jpg","https://www.ospel.pl/sites/all/pliki/import/image/rysunki/akcent/puszki.pdf",null,"Wysokość 36,5mm","","",null,null,null,"BRĄZOWY",null,"0,0455 kg","82 mm","82 mm","",null,null,"2025-03-03",null,"","https://www.ospel.pl/sites/all/pliki/import/image/podtynk/akcent/brazowy/pnp-ag_24.jpg","27.33.13.0","8536 90 01"]
[156,"AP45-1U/m/00        ","Adapter podtynkowy systemu OSPEL 45 do serii Aria",12.5,1,"szt","PLN","23%","",10,null,null,null,null,"5907577482954",null,null,"ARIA",null,null,"",null,10,null,"https://www.ospel.pl/sites/all/pliki/import/image/podtynk/aria/bialy/ap45-1u_m_00.jpg","",null,"","","",null,null,null,"BIAŁY",null,"","75 mm","75 mm","20 mm",null,null,"2025-03-03",null,"","https://www.ospel.pl/sites/all/pliki/import/image/podtynk/aria/bialy/ap45-1u_m_00.jpg","26.40.52.0","8536 90 01"]
[157,"AP45-1U/m/18        ","Adapter podtynkowy systemu OSPEL 45 do serii Aria",15.5,1,"szt","PLN","23%","",10,null,null,null,null,"5907577483906",null,null,"ARIA",null,null,"",null,10,null,"https://www.ospel.pl/sites/all/pliki/import/image/podtynk/aria/srebro/ap45-1u_m_18.jpg","",null,"","","",null,null,null,"SREBRO",null,"","75 mm","75 mm","20 mm",null,null,"2025-03-03",null,"","https://www.ospel.pl/sites/all/pliki/import/image/podtynk/aria/srebro/ap45-1u_m_18.jpg","26.40.52.0","8536 90 01"]
[158,"AP45-1U/m/27        ","Adapter podtynkowy systemu OSPEL 45 do serii Aria",12.5,1,"szt","PLN","23%","",10,null,null,null,null,"5907577492656",null,null,"ARIA",null,null,"",null,10,null,"https://www.ospel.pl/sites/all/pliki/import/image/podtynk/aria/ecru/ap45-1u_m_27.jpg","",null,"","","",null,null,null,"ECRU",null,"","75 mm","75 mm","20 mm",null,null,"2025-03-03",null,"","https://www.ospel.pl/sites/all/pliki/import/image/podtynk/aria/ecru/ap45-1u_m_27.jpg","26.40.52.0","8536 90 01"]
[159,"AP45-1U/m/33        ","Adapter podtynkowy systemu OSPEL 45 do serii Aria",15.5,1,"szt","PLN","23%","",10,null,null,null,null,"5907577484798",null,null,"ARIA",null,null,"",null,10,null,"https://www.ospel.pl/sites/all/pliki/import/image/podtynk/aria/czarny/ap45-1u_m_33.jpg","",null,"","","",null,null,null,"CZARNY METALIK",null,"","75 mm","75 mm","20 mm",null,null,"2025-03-03",null,"","https://www.ospel.pl/sites/all/pliki/import/image/podtynk/aria/czarny/ap45-1u_m_33.jpg","26.40.52.0","8536 90 01"]
[160,"AP45-1U/m/70        ","Adapter podtynkowy systemu OSPEL 45 do serii Aria",15.5,1,"szt","PLN","23%","",10,null,null,null,null,"5907577485689",null,null,"ARIA",null,null,"",null,10,null,"https://www.ospel.pl/sites/all/pliki/import/image/podtynk/aria/szary_mat/ap45-1u_m_70.jpg","",null,"","","",null,null,null,"SZARY MAT",null,"","75 mm","75 mm","20 mm",null,null,"2025-03-03",null,"","https://www.ospel.pl/sites/all/pliki/import/image/podtynk/aria/szary_mat/ap45-1u_m_70.jpg","26.40.52.0","8536 90 01"]
[161,"GG-1U/m/00          ","Gniazdo głośnikowe pojedyncze ",31.6,1,"szt","PLN","23%","",10,null,null,null,null,"5907577482664",null,null,"ARIA",null,null,"",null,10,null,"https://www.ospel.pl/sites/all/pliki/import/image/podtynk/aria/bialy/gg-1u_m_00.jpg","",null,"Przyłączalność przewodów 0,75mm2","","",null,null,null,"BIAŁY",null,"0,057 kg","71 mm","71 mm","22 mm",null,null,"2025-03-03",null,"","https://www.ospel.pl/sites/all/pliki/import/image/podtynk/aria/bialy/gg-1u_m_00.jpg","26.40.52.0","8517 18 00"]
[162,"GG-1U/m/18          ","Gniazdo głośnikowe pojedyncze ",40,1,"szt","PLN","23%","",4,null,null,null,null,"5907577483623",null,null,"ARIA",null,null,"",null,4,null,"https://www.ospel.pl/sites/all/pliki/import/image/podtynk/aria/srebro/gg-1u_m_18.jpg","",null,"Przyłączalność przewodów 0,75mm2","","",null,null,null,"SREBRO",null,"0,057 kg","71 mm","71 mm","22 mm",null,null,"2025-03-03",null,"","https://www.ospel.pl/sites/all/pliki/import/image/podtynk/aria/srebro/gg-1u_m_18.jpg","26.40.52.0","8517 18 00"]
[163,"GG-1U/m/27          ","Gniazdo głośnikowe pojedyncze ",31.6,1,"szt","PLN","23%","",10,null,null,null,null,"5907577492373",null,null,"ARIA",null,null,"",null,10,null,"https://www.ospel.pl/sites/all/pliki/import/image/podtynk/aria/ecru/gg-1u_m_27.jpg","",null,"Przyłączalność przewodów 0,75mm2","","",null,null,null,"ECRU",null,"0,057 kg","71 mm","71 mm","22 mm",null,null,"2025-03-03",null,"","https://www.ospel.pl/sites/all/pliki/import/image/podtynk/aria/ecru/gg-1u_m_27.jpg","26.40.52.0","8517 18 00"]
[164,"GG-1U/m/33          ","Gniazdo głośnikowe pojedyncze ",40,1,"szt","PLN","23%","",4,null,null,null,null,"5907577484514",null,null,"ARIA",null,null,"",null,4,null,"https://www.ospel.pl/sites/all/pliki/import/image/podtynk/aria/czarny/gg-1u_m_33.jpg","",null,"Przyłączalność przewodów 0,75mm2","","",null,null,null,"CZARNY METALIK",null,"0,057 kg","71 mm","71 mm","22 mm",null,null,"2025-03-03",null,"","https://www.ospel.pl/sites/all/pliki/import/image/podtynk/aria/czarny/gg-1u_m_33.jpg","26.40.52.0","8517 18 00"]
[165,"GG-1U/m/70          ","Gniazdo głośnikowe pojedyncze ",40,1,"szt","PLN","23%","",4,null,null,null,null,"5907577485405",null,null,"ARIA",null,null,"",null,4,null,"https://www.ospel.pl/sites/all/pliki/import/image/podtynk/aria/szary_mat/gg-1u_m_70.jpg","",null,"Przyłączalność przewodów 0,75mm2","","",null,null,null,"SZARY MAT",null,"0,057 kg","71 mm","71 mm","22 mm",null,null,"2025-03-03",null,"","https://www.ospel.pl/sites/all/pliki/import/image/podtynk/aria/szary_mat/gg-1u_m_70.jpg","26.40.52.0","8517 18 00"]
[166,"GG-2U/m/00          ","Gniazdo głośnikowe podwójne ",42.5,1,"szt","PLN","23%","",10,null,null,null,null,"5907577482671",null,null,"ARIA",null,null,"",null,10,null,"https://www.ospel.pl/sites/all/pliki/import/image/podtynk/aria/bialy/gg-2u_m_00.jpg","",null,"Przyłączalność przewodów 0,75mm2","","",null,null,null,"BIAŁY",null,"0,061 kg","71 mm","71 mm","22 mm",null,null,"2025-03-03",null,"","https://www.ospel.pl/sites/all/pliki/import/image/podtynk/aria/bialy/gg-2u_m_00.jpg","26.40.52.0","8517 18 00"]
[167,"GG-2U/m/18          ","Gniazdo głośnikowe podwójne ",51.7,1,"szt","PLN","23%","",4,null,null,null,null,"5907577483630",null,null,"ARIA",null,null,"",null,4,null,"https://www.ospel.pl/sites/all/pliki/import/image/podtynk/aria/srebro/gg-2u_m_18.jpg","",null,"Przyłączalność przewodów 0,75mm2","","",null,null,null,"SREBRO",null,"0,061 kg","71 mm","71 mm","22 mm",null,null,"2025-03-03",null,"","https://www.ospel.pl/sites/all/pliki/import/image/podtynk/aria/srebro/gg-2u_m_18.jpg","26.40.52.0","8517 18 00"]
[168,"GG-2U/m/27          ","Gniazdo głośnikowe podwójne ",42.5,1,"szt","PLN","23%","",10,null,null,null,null,"5907577492380",null,null,"ARIA",null,null,"",null,10,null,"https://www.ospel.pl/sites/all/pliki/import/image/podtynk/aria/ecru/gg-2u_m_27.jpg","",null,"Przyłączalność przewodów 0,75mm2","","",null,null,null,"ECRU",null,"0,061 kg","71 mm","71 mm","22 mm",null,null,"2025-03-03",null,"","https://www.ospel.pl/sites/all/pliki/import/image/podtynk/aria/ecru/gg-2u_m_27.jpg","26.40.52.0","8517 18 00"]
[169,"GG-2U/m/33          ","Gniazdo głośnikowe podwójne ",51.7,1,"szt","PLN","23%","",4,null,null,null,null,"5907577484521",null,null,"ARIA",null,null,"",null,4,null,"https://www.ospel.pl/sites/all/pliki/import/image/podtynk/aria/czarny/gg-2u_m_33.jpg","",null,"Przyłączalność przewodów 0,75mm2","","",null,null,null,"CZARNY METALIK",null,"0,061 kg","71 mm","71 mm","22 mm",null,null,"2025-03-03",null,"","https://www.ospel.pl/sites/all/pliki/import/image/podtynk/aria/czarny/gg-2u_m_33.jpg","26.40.52.0","8517 18 00"]
[170,"GG-2U/m/70          ","Gniazdo głośnikowe podwójne ",51.7,1,"szt","PLN","23%","",4,null,null,null,null,"5907577485412",null,null,"ARIA",null,null,"",null,4,null,"https://www.ospel.pl/sites/all/pliki/import/image/podtynk/aria/szary_mat/gg-2u_m_70.jpg","",null,"Przyłączalność przewodów 0,75mm2","","",null,null,null,"SZARY MAT",null,"0,061 kg","71 mm","71 mm","22 mm",null,null,"2025-03-03",null,"","https://www.ospel.pl/sites/all/pliki/import/image/podtynk/aria/szary_mat/gg-2u_m_70.jpg","26.40.52.0","8517 18 00"]
[171,"GGN-1U/m/00         ","Gniazdo głośnikowe pojedyncze ",38.700000000000003,1,"szt","PLN","23%","",10,null,null,null,null,"5907577482688",null,null,"ARIA",null,null,"",null,10,null,"https://www.ospel.pl/sites/all/pliki/import/image/podtynk/aria/bialy/ggn-1u_m_00.jpg","",null,"Przyłączalność przewodów 6mm2","","",null,null,null,"BIAŁY",null,"","71 mm","71 mm","22 mm",null,null,"2025-03-03",null,"","https://www.ospel.pl/sites/all/pliki/import/image/podtynk/aria/bialy/ggn-1u_m_00.jpg","26.40.52.0","8517 18 00"]
[172,"GGN-1U/m/18         ","Gniazdo głośnikowe pojedyncze ",41.9,1,"szt","PLN","23%","",4,null,null,null,null,"5907577483647",null,null,"ARIA",null,null,"",null,4,null,"https://www.ospel.pl/sites/all/pliki/import/image/podtynk/aria/srebro/ggn-1u_m_18.jpg","",null,"Przyłączalność przewodów 6mm2","","",null,null,null,"SREBRO",null,"","71 mm","71 mm","22 mm",null,null,"2025-03-03",null,"","https://www.ospel.pl/sites/all/pliki/import/image/podtynk/aria/srebro/ggn-1u_m_18.jpg","26.40.52.0","8517 18 00"]
[173,"GGN-1U/m/27         ","Gniazdo głośnikowe pojedyncze ",38.700000000000003,1,"szt","PLN","23%","",10,null,null,null,null,"5907577492397",null,null,"ARIA",null,null,"",null,10,null,"https://www.ospel.pl/sites/all/pliki/import/image/podtynk/aria/ecru/ggn-1u_m_27.jpg","",null,"Przyłączalność przewodów 6mm2","","",null,null,null,"ECRU",null,"","71 mm","71 mm","22 mm",null,null,"2025-03-03",null,"","https://www.ospel.pl/sites/all/pliki/import/image/podtynk/aria/ecru/ggn-1u_m_27.jpg","26.40.52.0","8517 18 00"]
[174,"GGN-1U/m/33         ","Gniazdo głośnikowe pojedyncze ",41.9,1,"szt","PLN","23%","",4,null,null,null,null,"5907577484538",null,null,"ARIA",null,null,"",null,4,null,"https://www.ospel.pl/sites/all/pliki/import/image/podtynk/aria/czarny/ggn-1u_m_33.jpg","",null,"Przyłączalność przewodów 6mm2","","",null,null,null,"CZARNY METALIK",null,"","71 mm","71 mm","22 mm",null,null,"2025-03-03",null,"","https://www.ospel.pl/sites/all/pliki/import/image/podtynk/aria/czarny/ggn-1u_m_33.jpg","26.40.52.0","8517 18 00"]
[175,"GGN-1U/m/70         ","Gniazdo głośnikowe pojedyncze ",41.9,1,"szt","PLN","23%","",4,null,null,null,null,"5907577485429",null,null,"ARIA",null,null,"",null,4,null,"https://www.ospel.pl/sites/all/pliki/import/image/podtynk/aria/szary_mat/ggn-1u_m_70.jpg","",null,"Przyłączalność przewodów 6mm2","","",null,null,null,"SZARY MAT",null,"","71 mm","71 mm","22 mm",null,null,"2025-03-03",null,"","https://www.ospel.pl/sites/all/pliki/import/image/podtynk/aria/szary_mat/ggn-1u_m_70.jpg","26.40.52.0","8517 18 00"]
[176,"GP-1U/m/00          ","Gniazdo pojedyncze ",14.2,1,"szt","PLN","23%","",10,null,null,null,null,"5907577482213",null,null,"ARIA",null,null,"",null,10,null,"https://www.ospel.pl/sites/all/pliki/import/image/podtynk/aria/bialy/gp-1u_m_00.jpg","",null,"16A 250V~, IP20, zaciski gwintowe","","",null,null,null,"BIAŁY",null,"0,073 kg","71 mm","71 mm","26 mm",null,null,"2025-03-03",null,"","https://www.ospel.pl/sites/all/pliki/import/image/podtynk/aria/bialy/gp-1u_m_00.jpg","27.33.13.0","8536 69 90"]
[177,"GP-1U/m/18          ","Gniazdo pojedyncze ",24,1,"szt","PLN","23%","",4,null,null,null,null,"5907577483197",null,null,"ARIA",null,null,"",null,4,null,"https://www.ospel.pl/sites/all/pliki/import/image/podtynk/aria/srebro/gp-1u_m_18.jpg","",null,"16A 250V~, IP20, zaciski gwintowe","","",null,null,null,"SREBRO",null,"0,073 kg","71 mm","71 mm","26 mm",null,null,"2025-03-03",null,"","https://www.ospel.pl/sites/all/pliki/import/image/podtynk/aria/srebro/gp-1u_m_18.jpg","27.33.13.0","8536 69 90"]
[178,"GP-1U/m/27          ","Gniazdo pojedyncze ",14.2,1,"szt","PLN","23%","",10,null,null,null,null,"5907577491925",null,null,"ARIA",null,null,"",null,10,null,"https://www.ospel.pl/sites/all/pliki/import/image/podtynk/aria/ecru/gp-1u_m_27.jpg","",null,"16A 250V~, IP20, zaciski gwintowe","","",null,null,null,"ECRU",null,"0,073 kg","71 mm","71 mm","26 mm",null,null,"2025-03-03",null,"","https://www.ospel.pl/sites/all/pliki/import/image/podtynk/aria/ecru/gp-1u_m_27.jpg","27.33.13.0","8536 69 90"]
[179,"GP-1U/m/33          ","Gniazdo pojedyncze ",24,1,"szt","PLN","23%","",4,null,null,null,null,"5907577484088",null,null,"ARIA",null,null,"",null,4,null,"https://www.ospel.pl/sites/all/pliki/import/image/podtynk/aria/czarny/gp-1u_m_33.jpg","",null,"16A 250V~, IP20, zaciski gwintowe","","",null,null,null,"CZARNY METALIK",null,"0,073 kg","71 mm","71 mm","26 mm",null,null,"2025-03-03",null,"","https://www.ospel.pl/sites/all/pliki/import/image/podtynk/aria/czarny/gp-1u_m_33.jpg","27.33.13.0","8536 69 90"]
[180,"GP-1U/m/70          ","Gniazdo pojedyncze ",24,1,"szt","PLN","23%","",4,null,null,null,null,"5907577484972",null,null,"ARIA",null,null,"",null,4,null,"https://www.ospel.pl/sites/all/pliki/import/image/podtynk/aria/szary_mat/gp-1u_m_70.jpg","",null,"16A 250V~, IP20, zaciski gwintowe","","",null,null,null,"SZARY MAT",null,"0,073 kg","71 mm","71 mm","26 mm",null,null,"2025-03-03",null,"","https://www.ospel.pl/sites/all/pliki/import/image/podtynk/aria/szary_mat/gp-1u_m_70.jpg","27.33.13.0","8536 69 90"]
[181,"GP-1UP/m/00         ","Gniazdo pojedyncze z przesłonami torów prądowych",15.8,1,"szt","PLN","23%","",10,null,null,null,null,"5907577482220",null,null,"ARIA",null,null,"",null,10,null,"https://www.ospel.pl/sites/all/pliki/import/image/podtynk/aria/bialy/gp-1up_m_00.jpg","",null,"16A 250V~, IP20, zaciski gwintowe","","",null,null,null,"BIAŁY",null,"0,075 kg","71 mm","71 mm","26 mm",null,null,"2025-03-03",null,"","https://www.ospel.pl/sites/all/pliki/import/image/podtynk/aria/bialy/gp-1up_m_00.jpg","27.33.13.0","8536 69 90"]
[182,"GP-1UP/m/18         ","Gniazdo pojedyncze z przesłonami torów prądowych",24.8,1,"szt","PLN","23%","",4,null,null,null,null,"5907577483203",null,null,"ARIA",null,null,"",null,4,null,"https://www.ospel.pl/sites/all/pliki/import/image/podtynk/aria/srebro/gp-1up_m_18.jpg","",null,"16A 250V~, IP20, zaciski gwintowe","","",null,null,null,"SREBRO",null,"0,075 kg","71 mm","71 mm","26 mm",null,null,"2025-03-03",null,"","https://www.ospel.pl/sites/all/pliki/import/image/podtynk/aria/srebro/gp-1up_m_18.jpg","27.33.13.0","8536 69 90"]
[183,"GP-1UP/m/27         ","Gniazdo pojedyncze z przesłonami torów prądowych",15.8,1,"szt","PLN","23%","",10,null,null,null,null,"5907577491932",null,null,"ARIA",null,null,"",null,10,null,"https://www.ospel.pl/sites/all/pliki/import/image/podtynk/aria/ecru/gp-1up_m_27.jpg","",null,"16A 250V~, IP20, zaciski gwintowe","","",null,null,null,"ECRU",null,"0,075 kg","71 mm","71 mm","26 mm",null,null,"2025-03-03",null,"","https://www.ospel.pl/sites/all/pliki/import/image/podtynk/aria/ecru/gp-1up_m_27.jpg","27.33.13.0","8536 69 90"]
[184,"GP-1UP/m/33         ","Gniazdo pojedyncze z przesłonami torów prądowych",24.8,1,"szt","PLN","23%","",4,null,null,null,null,"5907577484095",null,null,"ARIA",null,null,"",null,4,null,"https://www.ospel.pl/sites/all/pliki/import/image/podtynk/aria/czarny/gp-1up_m_33.jpg","",null,"16A 250V~, IP20, zaciski gwintowe","","",null,null,null,"CZARNY METALIK",null,"0,075 kg","71 mm","71 mm","26 mm",null,null,"2025-03-03",null,"","https://www.ospel.pl/sites/all/pliki/import/image/podtynk/aria/czarny/gp-1up_m_33.jpg","27.33.13.0","8536 69 90"]
[185,"GP-1UP/m/70         ","Gniazdo pojedyncze z przesłonami torów prądowych",24.8,1,"szt","PLN","23%","",4,null,null,null,null,"5907577484989",null,null,"ARIA",null,null,"",null,4,null,"https://www.ospel.pl/sites/all/pliki/import/image/podtynk/aria/szary_mat/gp-1up_m_70.jpg","",null,"16A 250V~, IP20, zaciski gwintowe","","",null,null,null,"SZARY MAT",null,"0,075 kg","71 mm","71 mm","26 mm",null,null,"2025-03-03",null,"","https://www.ospel.pl/sites/all/pliki/import/image/podtynk/aria/szary_mat/gp-1up_m_70.jpg","27.33.13.0","8536 69 90"]
[186,"GP-1US/m/00         ","Gniazdo pojedyncze z uziemieniem schuko ",17.600000000000001,1,"szt","PLN","23%","",10,null,null,null,null,"5907577482275",null,null,"ARIA",null,null,"",null,10,null,"https://www.ospel.pl/sites/all/pliki/import/image/podtynk/aria/bialy/gp-1us_m_00.jpg","",null,"16A 250V~, IP20, zaciski gwintowe","","",null,null,null,"BIAŁY",null,"","71 mm","71 mm","29 mm",null,null,"2025-03-03",null,"","https://www.ospel.pl/sites/all/pliki/import/image/podtynk/aria/bialy/gp-1us_m_00.jpg","27.33.13.0","8536 69 90"]
[187,"GP-1US/m/18         ","Gniazdo pojedyncze z uziemieniem schuko ",29.5,1,"szt","PLN","23%","",4,null,null,null,null,"5907577483234",null,null,"ARIA",null,null,"",null,4,null,"https://www.ospel.pl/sites/all/pliki/import/image/podtynk/aria/srebro/gp-1us_m_18.jpg","",null,"16A 250V~, IP20, zaciski gwintowe","","",null,null,null,"SREBRO",null,"","71 mm","71 mm","29 mm",null,null,"2025-03-03",null,"","https://www.ospel.pl/sites/all/pliki/import/image/podtynk/aria/srebro/gp-1us_m_18.jpg","27.33.13.0","8536 69 90"]
[188,"GP-1US/m/27         ","Gniazdo pojedyncze z uziemieniem schuko ",17.600000000000001,1,"szt","PLN","23%","",10,null,null,null,null,"5907577491987",null,null,"ARIA",null,null,"",null,10,null,"https://www.ospel.pl/sites/all/pliki/import/image/podtynk/aria/ecru/gp-1us_m_27.jpg","",null,"16A 250V~, IP20, zaciski gwintowe","","",null,null,null,"ECRU",null,"","71 mm","71 mm","29 mm",null,null,"2025-03-03",null,"","https://www.ospel.pl/sites/all/pliki/import/image/podtynk/aria/ecru/gp-1us_m_27.jpg","27.33.13.0","8536 69 90"]
[189,"GP-1US/m/33         ","Gniazdo pojedyncze z uziemieniem schuko ",29.5,1,"szt","PLN","23%","",4,null,null,null,null,"5907577484125",null,null,"ARIA",null,null,"",null,4,null,"https://www.ospel.pl/sites/all/pliki/import/image/podtynk/aria/czarny/gp-1us_m_33.jpg","",null,"16A 250V~, IP20, zaciski gwintowe","","",null,null,null,"CZARNY METALIK",null,"","71 mm","71 mm","29 mm",null,null,"2025-03-03",null,"","https://www.ospel.pl/sites/all/pliki/import/image/podtynk/aria/czarny/gp-1us_m_33.jpg","27.33.13.0","8536 69 90"]
[190,"GP-1US/m/70         ","Gniazdo pojedyncze z uziemieniem schuko ",29.5,1,"szt","PLN","23%","",4,null,null,null,null,"5907577485016",null,null,"ARIA",null,null,"",null,4,null,"https://www.ospel.pl/sites/all/pliki/import/image/podtynk/aria/szary_mat/gp-1us_m_70.jpg","",null,"16A 250V~, IP20, zaciski gwintowe","","",null,null,null,"SZARY MAT",null,"","71 mm","71 mm","29 mm",null,null,"2025-03-03",null,"","https://www.ospel.pl/sites/all/pliki/import/image/podtynk/aria/szary_mat/gp-1us_m_70.jpg","27.33.13.0","8536 69 90"]
[191,"GP-1USP/m/00        ","Gniazdo pojedyncze z uziemieniem schuko z przesłonami torów prądowych",18.3,1,"szt","PLN","23%","",10,null,null,null,null,"5907577482282",null,null,"ARIA",null,null,"",null,10,null,"https://www.ospel.pl/sites/all/pliki/import/image/podtynk/aria/bialy/gp-1usp_m_00.jpg","",null,"16A 250V~, IP20, zaciski gwintowe","","",null,null,null,"BIAŁY",null,"","71 mm","71 mm","29 mm",null,null,"2025-03-03",null,"","https://www.ospel.pl/sites/all/pliki/import/image/podtynk/aria/bialy/gp-1usp_m_00.jpg","27.33.13.0","8536 69 90"]
[192,"GP-1USP/m/18        ","Gniazdo pojedyncze z uziemieniem schuko z przesłonami torów prądowych",30.2,1,"szt","PLN","23%","",4,null,null,null,null,"5907577483241",null,null,"ARIA",null,null,"",null,4,null,"https://www.ospel.pl/sites/all/pliki/import/image/podtynk/aria/srebro/gp-1usp_m_18.jpg","",null,"16A 250V~, IP20, zaciski gwintowe","","",null,null,null,"SREBRO",null,"","71 mm","71 mm","29 mm",null,null,"2025-03-03",null,"","https://www.ospel.pl/sites/all/pliki/import/image/podtynk/aria/srebro/gp-1usp_m_18.jpg","27.33.13.0","8536 69 90"]
[193,"GP-1USP/m/27        ","Gniazdo pojedyncze z uziemieniem schuko z przesłonami torów prądowych",18.3,1,"szt","PLN","23%","",10,null,null,null,null,"5907577491994",null,null,"ARIA",null,null,"",null,10,null,"https://www.ospel.pl/sites/all/pliki/import/image/podtynk/aria/ecru/gp-1usp_m_27.jpg","",null,"16A 250V~, IP20, zaciski gwintowe","","",null,null,null,"ECRU",null,"","71 mm","71 mm","29 mm",null,null,"2025-03-03",null,"","https://www.ospel.pl/sites/all/pliki/import/image/podtynk/aria/ecru/gp-1usp_m_27.jpg","27.33.13.0","8536 69 90"]
[194,"GP-1USP/m/33        ","Gniazdo pojedyncze z uziemieniem schuko z przesłonami torów prądowych",30.2,1,"szt","PLN","23%","",4,null,null,null,null,"5907577484132",null,null,"ARIA",null,null,"",null,4,null,"https://www.ospel.pl/sites/all/pliki/import/image/podtynk/aria/czarny/gp-1usp_m_33.jpg","",null,"16A 250V~, IP20, zaciski gwintowe","","",null,null,null,"CZARNY METALIK",null,"","71 mm","71 mm","29 mm",null,null,"2025-03-03",null,"","https://www.ospel.pl/sites/all/pliki/import/image/podtynk/aria/czarny/gp-1usp_m_33.jpg","27.33.13.0","8536 69 90"]
[195,"GP-1USP/m/70        ","Gniazdo pojedyncze z uziemieniem schuko z przesłonami torów prądowych",30.2,1,"szt","PLN","23%","",4,null,null,null,null,"5907577485023",null,null,"ARIA",null,null,"",null,4,null,"https://www.ospel.pl/sites/all/pliki/import/image/podtynk/aria/szary_mat/gp-1usp_m_70.jpg","",null,"16A 250V~, IP20, zaciski gwintowe","","",null,null,null,"SZARY MAT",null,"","71 mm","71 mm","29 mm",null,null,"2025-03-03",null,"","https://www.ospel.pl/sites/all/pliki/import/image/podtynk/aria/szary_mat/gp-1usp_m_70.jpg","27.33.13.0","8536 69 90"]
[196,"GP-1UZ/m/00         ","Gniazdo pojedyncze z uziemieniem ",16.2,1,"szt","PLN","23%","",10,null,null,null,null,"5907577482237",null,null,"ARIA",null,null,"",null,10,null,"https://www.ospel.pl/sites/all/pliki/import/image/podtynk/aria/bialy/gp-1uz_m_00.jpg","",null,"16A 250V~, IP20, zaciski gwintowe","","",null,null,null,"BIAŁY",null,"0,077 kg","71 mm","71 mm","26 mm",null,null,"2025-03-03",null,"","https://www.ospel.pl/sites/all/pliki/import/image/podtynk/aria/bialy/gp-1uz_m_00.jpg","27.33.13.0","8536 69 90"]
[197,"GP-1UZ/m/18         ","Gniazdo pojedyncze z uziemieniem ",27.4,1,"szt","PLN","23%","",4,null,null,null,null,"5907577483210",null,null,"ARIA",null,null,"",null,4,null,"https://www.ospel.pl/sites/all/pliki/import/image/podtynk/aria/srebro/gp-1uz_m_18.jpg","",null,"16A 250V~, IP20, zaciski gwintowe","","",null,null,null,"SREBRO",null,"0,077 kg","71 mm","71 mm","26 mm",null,null,"2025-03-03",null,"","https://www.ospel.pl/sites/all/pliki/import/image/podtynk/aria/srebro/gp-1uz_m_18.jpg","27.33.13.0","8536 69 90"]
[198,"GP-1UZ/m/27         ","Gniazdo pojedyncze z uziemieniem ",16.2,1,"szt","PLN","23%","",10,null,null,null,null,"5907577491949",null,null,"ARIA",null,null,"",null,10,null,"https://www.ospel.pl/sites/all/pliki/import/image/podtynk/aria/ecru/gp-1uz_m_27.jpg","",null,"16A 250V~, IP20, zaciski gwintowe","","",null,null,null,"ECRU",null,"0,077 kg","71 mm","71 mm","26 mm",null,null,"2025-03-03",null,"","https://www.ospel.pl/sites/all/pliki/import/image/podtynk/aria/ecru/gp-1uz_m_27.jpg","27.33.13.0","8536 69 90"]
[199,"GP-1UZ/m/33         ","Gniazdo pojedyncze z uziemieniem ",27.4,1,"szt","PLN","23%","",4,null,null,null,null,"5907577484101",null,null,"ARIA",null,null,"",null,4,null,"https://www.ospel.pl/sites/all/pliki/import/image/podtynk/aria/czarny/gp-1uz_m_33.jpg","",null,"16A 250V~, IP20, zaciski gwintowe","","",null,null,null,"CZARNY METALIK",null,"0,077 kg","71 mm","71 mm","26 mm",null,null,"2025-03-03",null,"","https://www.ospel.pl/sites/all/pliki/import/image/podtynk/aria/czarny/gp-1uz_m_33.jpg","27.33.13.0","8536 69 90"]
[200,"GP-1UZ/m/70         ","Gniazdo pojedyncze z uziemieniem ",27.4,1,"szt","PLN","23%","",4,null,null,null,null,"5907577484996",null,null,"ARIA",null,null,"",null,4,null,"https://www.ospel.pl/sites/all/pliki/import/image/podtynk/aria/szary_mat/gp-1uz_m_70.jpg","",null,"16A 250V~, IP20, zaciski gwintowe","","",null,null,null,"SZARY MAT",null,"0,077 kg","71 mm","71 mm","26 mm",null,null,"2025-03-03",null,"","https://www.ospel.pl/sites/all/pliki/import/image/podtynk/aria/szary_mat/gp-1uz_m_70.jpg","27.33.13.0","8536 69 90"]
[201,"GP-1UZD/m/00/22     ","Gniazdo pojedyncze z uziemieniem DATA ",18.399999999999999,1,"szt","PLN","23%","",10,null,null,null,null,"5907577482251",null,null,"ARIA",null,null,"",null,10,null,"https://www.ospel.pl/sites/all/pliki/import/image/podtynk/aria/bialy/gp-1uzd_m_00_22.jpg","",null,"16A 250V~, IP20, zaciski gwintowe","","",null,null,null,"BIAŁY",null,"0,076 kg","71 mm","71 mm","26 mm",null,null,"2025-03-03",null,"","https://www.ospel.pl/sites/all/pliki/import/image/podtynk/aria/bialy/gp-1uzd_m_00_22.jpg","27.33.13.0","8536 69 90"]
[202,"GP-1UZDP/m/00/22    ","Gniazdo pojedyncze z uziemieniem DATA z przesłonami torów prądowych",19.600000000000001,1,"szt","PLN","23%","",10,null,null,null,null,"5907577485726",null,null,"ARIA",null,null,"",null,10,null,"https://www.ospel.pl/sites/all/pliki/import/image/podtynk/aria/bialy/gp-1uzdp_m_00_22.jpg","",null,"16A 250V~, IP20, zaciski gwintowe","","",null,null,null,"BIAŁY",null,"0,078 kg","71 mm","71 mm","26 mm",null,null,"2025-03-03",null,"","https://www.ospel.pl/sites/all/pliki/import/image/podtynk/aria/bialy/gp-1uzdp_m_00_22.jpg","27.33.13.0","8536 69 90"]
[203,"GP-1UZK/m/00/22     ","Gniazdo pojedyncze z uziemieniem DATA z kluczem uprawniającym",21.4,1,"szt","PLN","23%","",10,null,null,null,null,"5907577482268",null,null,"ARIA",null,null,"",null,10,null,"https://www.ospel.pl/sites/all/pliki/import/image/podtynk/aria/bialy/gp-1uzk_m_00_22.jpg","",null,"16A 250V~, IP20, zaciski gwintowe","","",null,null,null,"BIAŁY",null,"","71 mm","71 mm","26 mm",null,null,"2025-03-03",null,"","https://www.ospel.pl/sites/all/pliki/import/image/podtynk/aria/bialy/gp-1uzk_m_00_22.jpg","27.33.13.0","8536 69 90"]
[204,"GP-1UZP/m/00        ","Gniazdo pojedyncze z uziemieniem z przesłonami torów prądowych",17.3,1,"szt","PLN","23%","",10,null,null,null,null,"5907577482244",null,null,"ARIA",null,null,"",null,10,null,"https://www.ospel.pl/sites/all/pliki/import/image/podtynk/aria/bialy/gp-1uzp_m_00.jpg","",null,"16A 250V~, IP20, zaciski gwintowe","","",null,null,null,"BIAŁY",null,"0,079 kg","71 mm","71 mm","26 mm",null,null,"2025-03-03",null,"","https://www.ospel.pl/sites/all/pliki/import/image/podtynk/aria/bialy/gp-1uzp_m_00.jpg","27.33.13.0","8536 69 90"]
[205,"GP-1UZP/m/18        ","Gniazdo pojedyncze z uziemieniem z przesłonami torów prądowych",28.6,1,"szt","PLN","23%","",4,null,null,null,null,"5907577483227",null,null,"ARIA",null,null,"",null,4,null,"https://www.ospel.pl/sites/all/pliki/import/image/podtynk/aria/srebro/gp-1uzp_m_18.jpg","",null,"16A 250V~, IP20, zaciski gwintowe","","",null,null,null,"SREBRO",null,"0,079 kg","71 mm","71 mm","26 mm",null,null,"2025-03-03",null,"","https://www.ospel.pl/sites/all/pliki/import/image/podtynk/aria/srebro/gp-1uzp_m_18.jpg","27.33.13.0","8536 69 90"]
[206,"GP-1UZP/m/27        ","Gniazdo pojedyncze z uziemieniem z przesłonami torów prądowych",17.3,1,"szt","PLN","23%","",10,null,null,null,null,"5907577491956",null,null,"ARIA",null,null,"",null,10,null,"https://www.ospel.pl/sites/all/pliki/import/image/podtynk/aria/ecru/gp-1uzp_m_27.jpg","",null,"16A 250V~, IP20, zaciski gwintowe","","",null,null,null,"ECRU",null,"0,079 kg","71 mm","71 mm","26 mm",null,null,"2025-03-03",null,"","https://www.ospel.pl/sites/all/pliki/import/image/podtynk/aria/ecru/gp-1uzp_m_27.jpg","27.33.13.0","8536 69 90"]
[207,"GP-1UZP/m/33        ","Gniazdo pojedyncze z uziemieniem z przesłonami torów prądowych",28.6,1,"szt","PLN","23%","",4,null,null,null,null,"5907577484118",null,null,"ARIA",null,null,"",null,4,null,"https://www.ospel.pl/sites/all/pliki/import/image/podtynk/aria/czarny/gp-1uzp_m_33.jpg","",null,"16A 250V~, IP20, zaciski gwintowe","","",null,null,null,"CZARNY METALIK",null,"0,079 kg","71 mm","71 mm","26 mm",null,null,"2025-03-03",null,"","https://www.ospel.pl/sites/all/pliki/import/image/podtynk/aria/czarny/gp-1uzp_m_33.jpg","27.33.13.0","8536 69 90"]
[208,"GP-1UZP/m/70        ","Gniazdo pojedyncze z uziemieniem z przesłonami torów prądowych",28.6,1,"szt","PLN","23%","",4,null,null,null,null,"5907577485009",null,null,"ARIA",null,null,"",null,4,null,"https://www.ospel.pl/sites/all/pliki/import/image/podtynk/aria/szary_mat/gp-1uzp_m_70.jpg","",null,"16A 250V~, IP20, zaciski gwintowe","","",null,null,null,"SZARY MAT",null,"0,079 kg","71 mm","71 mm","26 mm",null,null,"2025-03-03",null,"","https://www.ospel.pl/sites/all/pliki/import/image/podtynk/aria/szary_mat/gp-1uzp_m_70.jpg","27.33.13.0","8536 69 90"]
[209,"GP-1UZPUSB/m/00     ","Gniazdo pojedyncze z uziemieniem z przesłonami torów prądowych, z ładowarką USB",112.8,1,"szt","PLN","23%","",5,null,null,null,null,"5907577491611",null,null,"ARIA",null,null,"",null,5,null,"https://www.ospel.pl/sites/all/pliki/import/image/podtynk/aria/bialy/gp-1uzpusb_m_00.jpg","",null,"16A/230~,USB 5V/2,1A, IP-20, zac.bezgw.","","",null,null,null,"BIAŁY",null,"0,103 kg","73 mm","73 mm","35 mm",null,null,"2025-03-03",null,"","https://www.ospel.pl/sites/all/pliki/import/image/podtynk/aria/bialy/gp-1uzpusb_m_00.jpg","27.33.13.0","8536 69 90"]
[210,"GP-1UZPUSB/m/18     ","Gniazdo pojedyncze z uziemieniem z przesłonami torów prądowych, z ładowarką USB",118.6,1,"szt","PLN","23%","",5,null,null,null,null,"5907577491628",null,null,"ARIA",null,null,"",null,5,null,"https://www.ospel.pl/sites/all/pliki/import/image/podtynk/aria/srebro/gp-1uzpusb_m_18.jpg","",null,"16A/230~,USB 5V/2,1A, IP-20, zac.bezgw.","","",null,null,null,"SREBRO",null,"0,103 kg","73 mm","73 mm","35 mm",null,null,"2025-03-03",null,"","https://www.ospel.pl/sites/all/pliki/import/image/podtynk/aria/srebro/gp-1uzpusb_m_18.jpg","27.33.13.0","8536 69 90"]
[211,"GP-1UZPUSB/m/27     ","Gniazdo pojedyncze z uziemieniem z przesłonami torów prądowych, z ładowarką USB",112.8,1,"szt","PLN","23%","",5,null,null,null,null,"5907577492663",null,null,"ARIA",null,null,"",null,5,null,"https://www.ospel.pl/sites/all/pliki/import/image/podtynk/aria/ecru/gp-1uzpusb_m_27.jpg","",null,"16A/230~,USB 5V/2,1A, IP-20, zac.bezgw.","","",null,null,null,"ECRU",null,"0,103 kg","73 mm","73 mm","35 mm",null,null,"2025-03-03",null,"","https://www.ospel.pl/sites/all/pliki/import/image/podtynk/aria/ecru/gp-1uzpusb_m_27.jpg","27.33.13.0","8536 69 90"]
[212,"GP-1UZPUSB/m/33     ","Gniazdo pojedyncze z uziemieniem z przesłonami torów prądowych, z ładowarką USB",118.6,1,"szt","PLN","23%","",5,null,null,null,null,"5907577491635",null,null,"ARIA",null,null,"",null,5,null,"https://www.ospel.pl/sites/all/pliki/import/image/podtynk/aria/czarny/gp-1uzpusb_m_33.jpg","",null,"16A/230~,USB 5V/2,1A, IP-20, zac.bezgw.","","",null,null,null,"CZARNY METALIK",null,"0,103 kg","73 mm","73 mm","35 mm",null,null,"2025-03-03",null,"","https://www.ospel.pl/sites/all/pliki/import/image/podtynk/aria/czarny/gp-1uzpusb_m_33.jpg","27.33.13.0","8536 69 90"]
[213,"GP-1UZPUSB/m/70     ","Gniazdo pojedyncze z uziemieniem z przesłonami torów prądowych, z ładowarką USB",118.6,1,"szt","PLN","23%","",5,null,null,null,null,"5907577491642",null,null,"ARIA",null,null,"",null,5,null,"https://www.ospel.pl/sites/all/pliki/import/image/podtynk/aria/szary_mat/gp-1uzpusb_m_70.jpg","",null,"16A/230~,USB 5V/2,1A, IP-20, zac.bezgw.","","",null,null,null,"SZARY MAT",null,"0,103 kg","73 mm","73 mm","35 mm",null,null,"2025-03-03",null,"","https://www.ospel.pl/sites/all/pliki/import/image/podtynk/aria/szary_mat/gp-1uzpusb_m_70.jpg","27.33.13.0","8536 69 90"]
[214,"GP-1UZPUSBAC/m/00   ","Gniazdo pojedyncze z uziemieniem z przesłonami torów prądowych, z ładowarką USB A+C",149.80000000000001,1,"szt","PLN","23%","",5,null,null,null,null,"5906729025704",null,null,"ARIA",null,null,"",null,5,null,"https://www.ospel.pl/sites/all/pliki/import/image/podtynk/aria/bialy/gp-1uzpusbac_m_00.jpg","",null,"16A/230~, IP-20, zac.bezgw.","","",null,null,null,"BIAŁY",null,"","73 mm","73 mm","31 mm",null,null,"2025-03-03",null,"","https://www.ospel.pl/sites/all/pliki/import/image/podtynk/aria/bialy/gp-1uzpusbac_m_00.jpg","27.33.13.0","8536 69 90"]
[215,"GP-1UZPUSBAC/m/18   ","Gniazdo pojedyncze z uziemieniem z przesłonami torów prądowych, z ładowarką USB A+C",156.19999999999999,1,"szt","PLN","23%","",5,null,null,null,null,"5906729025711",null,null,"ARIA",null,null,"",null,5,null,"https://www.ospel.pl/sites/all/pliki/import/image/podtynk/aria/srebro/gp-1uzpusbac_m_18.jpg","",null,"16A/230~, IP-20, zac.bezgw.","","",null,null,null,"SREBRO",null,"","73 mm","73 mm","31 mm",null,null,"2025-03-03",null,"","https://www.ospel.pl/sites/all/pliki/import/image/podtynk/aria/srebro/gp-1uzpusbac_m_18.jpg","27.33.13.0","8536 69 90"]
[216,"GP-1UZPUSBAC/m/27   ","Gniazdo pojedyncze z uziemieniem z przesłonami torów prądowych, z ładowarką USB A+C",149.80000000000001,1,"szt","PLN","23%","",5,null,null,null,null,"5906729025728",null,null,"ARIA",null,null,"",null,5,null,"https://www.ospel.pl/sites/all/pliki/import/image/podtynk/aria/ecru/gp-1uzpusbac_m_27.jpg","",null,"16A/230~, IP-20, zac.bezgw.","","",null,null,null,"ECRU",null,"","73 mm","73 mm","31 mm",null,null,"2025-03-03",null,"","https://www.ospel.pl/sites/all/pliki/import/image/podtynk/aria/ecru/gp-1uzpusbac_m_27.jpg","27.33.13.0","8536 69 90"]
[217,"GP-1UZPUSBAC/m/33   ","Gniazdo pojedyncze z uziemieniem z przesłonami torów prądowych, z ładowarką USB A+C",156.19999999999999,1,"szt","PLN","23%","",5,null,null,null,null,"5906729025735",null,null,"ARIA",null,null,"",null,5,null,"https://www.ospel.pl/sites/all/pliki/import/image/podtynk/aria/czarny/gp-1uzpusbac_m_33.jpg","",null,"16A/230~, IP-20, zac.bezgw.","","",null,null,null,"CZARNY METALIK",null,"","73 mm","73 mm","31 mm",null,null,"2025-03-03",null,"","https://www.ospel.pl/sites/all/pliki/import/image/podtynk/aria/czarny/gp-1uzpusbac_m_33.jpg","27.33.13.0","8536 69 90"]
[218,"GP-1UZPUSBAC/m/70   ","Gniazdo pojedyncze z uziemieniem z przesłonami torów prądowych, z ładowarką USB A+C",156.19999999999999,1,"szt","PLN","23%","",5,null,null,null,null,"5906729025742",null,null,"ARIA",null,null,"",null,5,null,"https://www.ospel.pl/sites/all/pliki/import/image/podtynk/aria/szary_mat/gp-1uzpusbac_m_70.jpg","",null,"16A/230~, IP-20, zac.bezgw.","","",null,null,null,"SZARY MAT",null,"","73 mm","73 mm","31 mm",null,null,"2025-03-03",null,"","https://www.ospel.pl/sites/all/pliki/import/image/podtynk/aria/szary_mat/gp-1uzpusbac_m_70.jpg","27.33.13.0","8536 69 90"]
[219,"GP-2U/00            ","Gniazdo podwójne kompletne z ramką",19.2,1,"szt","PLN","23%","",10,null,null,null,null,"5907577482336",null,null,"ARIA",null,null,"",null,10,null,"https://www.ospel.pl/sites/all/pliki/import/image/podtynk/aria/bialy/gp-2u_00.jpg","",null,"16A 250V~, IP20, zaciski gwintowe","","",null,null,null,"BIAŁY",null,"0,080 kg","82 mm","82 mm","27 mm",null,null,"2025-03-03",null,"","https://www.ospel.pl/sites/all/pliki/import/image/podtynk/aria/bialy/gp-2u_00.jpg","27.33.13.0","8536 69 90"]
[220,"GP-2U/18            ","Gniazdo podwójne kompletne z ramką",31,1,"szt","PLN","23%","",4,null,null,null,null,"5907577483296",null,null,"ARIA",null,null,"",null,4,null,"https://www.ospel.pl/sites/all/pliki/import/image/podtynk/aria/srebro/gp-2u_18.jpg","",null,"16A 250V~, IP20, zaciski gwintowe","","",null,null,null,"SREBRO",null,"0,080 kg","82 mm","82 mm","27 mm",null,null,"2025-03-03",null,"","https://www.ospel.pl/sites/all/pliki/import/image/podtynk/aria/srebro/gp-2u_18.jpg","27.33.13.0","8536 69 90"]
[221,"GP-2U/27            ","Gniazdo podwójne kompletne z ramką",19.2,1,"szt","PLN","23%","",10,null,null,null,null,"5907577492045",null,null,"ARIA",null,null,"",null,10,null,"https://www.ospel.pl/sites/all/pliki/import/image/podtynk/aria/ecru/gp-2u_27.jpg","",null,"16A 250V~, IP20, zaciski gwintowe","","",null,null,null,"ECRU",null,"0,080 kg","82 mm","82 mm","27 mm",null,null,"2025-03-03",null,"","https://www.ospel.pl/sites/all/pliki/import/image/podtynk/aria/ecru/gp-2u_27.jpg","27.33.13.0","8536 69 90"]
[222,"GP-2U/33            ","Gniazdo podwójne kompletne z ramką",31,1,"szt","PLN","23%","",4,null,null,null,null,"5907577484187",null,null,"ARIA",null,null,"",null,4,null,"https://www.ospel.pl/sites/all/pliki/import/image/podtynk/aria/czarny/gp-2u_33.jpg","",null,"16A 250V~, IP20, zaciski gwintowe","","",null,null,null,"CZARNY METALIK",null,"0,080 kg","82 mm","82 mm","27 mm",null,null,"2025-03-03",null,"","https://www.ospel.pl/sites/all/pliki/import/image/podtynk/aria/czarny/gp-2u_33.jpg","27.33.13.0","8536 69 90"]
[223,"GP-2U/70            ","Gniazdo podwójne kompletne z ramką",31,1,"szt","PLN","23%","",4,null,null,null,null,"5907577485078",null,null,"ARIA",null,null,"",null,4,null,"https://www.ospel.pl/sites/all/pliki/import/image/podtynk/aria/szary_mat/gp-2u_70.jpg","",null,"16A 250V~, IP20, zaciski gwintowe","","",null,null,null,"SZARY MAT",null,"0,080 kg","82 mm","82 mm","27 mm",null,null,"2025-03-03",null,"","https://www.ospel.pl/sites/all/pliki/import/image/podtynk/aria/szary_mat/gp-2u_70.jpg","27.33.13.0","8536 69 90"]
[224,"GP-2UC/00           ","Gniazdo podwójne z uziemieniem z funkcją niezamienności faz, kompletne z ramką",21.5,1,"szt","PLN","23%","",5,null,null,null,null,"5907577482442",null,null,"ARIA",null,null,"",null,5,null,"https://www.ospel.pl/sites/all/pliki/import/image/podtynk/aria/bialy/gp-2uc_00.jpg","",null,"16A 250V~, IP20, zaciski gwintowe","","",null,null,null,"BIAŁY",null,"","88 mm","82 mm","23 mm",null,null,"2025-03-03",null,"","https://www.ospel.pl/sites/all/pliki/import/image/podtynk/aria/bialy/gp-2uc_00.jpg","27.33.13.0","8536 69 90"]
[225,"GP-2UC/18           ","Gniazdo podwójne z uziemieniem z funkcją niezamienności faz, kompletne z ramką",33,1,"szt","PLN","23%","",5,null,null,null,null,"5907577483401",null,null,"ARIA",null,null,"",null,5,null,"https://www.ospel.pl/sites/all/pliki/import/image/podtynk/aria/srebro/gp-2uc_18.jpg","",null,"16A 250V~, IP20, zaciski gwintowe","","",null,null,null,"SREBRO",null,"","88 mm","82 mm","23 mm",null,null,"2025-03-03",null,"","https://www.ospel.pl/sites/all/pliki/import/image/podtynk/aria/srebro/gp-2uc_18.jpg","27.33.13.0","8536 69 90"]
[226,"GP-2UC/27           ","Gniazdo podwójne z uziemieniem z funkcją niezamienności faz, kompletne z ramką",21.5,1,"szt","PLN","23%","",5,null,null,null,null,"5907577492151",null,null,"ARIA",null,null,"",null,5,null,"https://www.ospel.pl/sites/all/pliki/import/image/podtynk/aria/ecru/gp-2uc_27.jpg","",null,"16A 250V~, IP20, zaciski gwintowe","","",null,null,null,"ECRU",null,"","88 mm","82 mm","23 mm",null,null,"2025-03-03",null,"","https://www.ospel.pl/sites/all/pliki/import/image/podtynk/aria/ecru/gp-2uc_27.jpg","27.33.13.0","8536 69 90"]
[227,"GP-2UC/33           ","Gniazdo podwójne z uziemieniem z funkcją niezamienności faz, kompletne z ramką",33,1,"szt","PLN","23%","",5,null,null,null,null,"5907577484293",null,null,"ARIA",null,null,"",null,5,null,"https://www.ospel.pl/sites/all/pliki/import/image/podtynk/aria/czarny/gp-2uc_33.jpg","",null,"16A 250V~, IP20, zaciski gwintowe","","",null,null,null,"CZARNY METALIK",null,"","88 mm","82 mm","23 mm",null,null,"2025-03-03",null,"","https://www.ospel.pl/sites/all/pliki/import/image/podtynk/aria/czarny/gp-2uc_33.jpg","27.33.13.0","8536 69 90"]
[228,"GP-2UC/70           ","Gniazdo podwójne z uziemieniem z funkcją niezamienności faz, kompletne z ramką",33,1,"szt","PLN","23%","",5,null,null,null,null,"5907577485184",null,null,"ARIA",null,null,"",null,5,null,"https://www.ospel.pl/sites/all/pliki/import/image/podtynk/aria/szary_mat/gp-2uc_70.jpg","",null,"16A 250V~, IP20, zaciski gwintowe","","",null,null,null,"SZARY MAT",null,"","88 mm","82 mm","23 mm",null,null,"2025-03-03",null,"","https://www.ospel.pl/sites/all/pliki/import/image/podtynk/aria/szary_mat/gp-2uc_70.jpg","27.33.13.0","8536 69 90"]
[229,"GP-2UR/m/00         ","Gniazdo podwójne moduł bez ramki",16,1,"szt","PLN","23%","",10,null,null,null,null,"5907577482374",null,null,"ARIA",null,null,"",null,10,null,"https://www.ospel.pl/sites/all/pliki/import/image/podtynk/aria/bialy/gp-2ur_m_00.jpg","",null,"16A 250V~, IP20, zaciski gwintowe","","",null,null,null,"BIAŁY",null,"0,075 kg","71 mm","71 mm","20 mm",null,null,"2025-03-03",null,"","https://www.ospel.pl/sites/all/pliki/import/image/podtynk/aria/bialy/gp-2ur_m_00.jpg","27.33.13.0","8536 69 90"]
[230,"GP-2UR/m/18         ","Gniazdo podwójne moduł bez ramki",24.8,1,"szt","PLN","23%","",4,null,null,null,null,"5907577483333",null,null,"ARIA",null,null,"",null,4,null,"https://www.ospel.pl/sites/all/pliki/import/image/podtynk/aria/srebro/gp-2ur_m_18.jpg","",null,"16A 250V~, IP20, zaciski gwintowe","","",null,null,null,"SREBRO",null,"0,075 kg","71 mm","71 mm","20 mm",null,null,"2025-03-03",null,"","https://www.ospel.pl/sites/all/pliki/import/image/podtynk/aria/srebro/gp-2ur_m_18.jpg","27.33.13.0","8536 69 90"]
[231,"GP-2UR/m/27         ","Gniazdo podwójne moduł bez ramki",16,1,"szt","PLN","23%","",10,null,null,null,null,"5907577492083",null,null,"ARIA",null,null,"",null,10,null,"https://www.ospel.pl/sites/all/pliki/import/image/podtynk/aria/ecru/gp-2ur_m_27.jpg","",null,"16A 250V~, IP20, zaciski gwintowe","","",null,null,null,"ECRU",null,"0,075 kg","71 mm","71 mm","20 mm",null,null,"2025-03-03",null,"","https://www.ospel.pl/sites/all/pliki/import/image/podtynk/aria/ecru/gp-2ur_m_27.jpg","27.33.13.0","8536 69 90"]
[232,"GP-2UR/m/33         ","Gniazdo podwójne moduł bez ramki",24.8,1,"szt","PLN","23%","",4,null,null,null,null,"5907577484224",null,null,"ARIA",null,null,"",null,4,null,"https://www.ospel.pl/sites/all/pliki/import/image/podtynk/aria/czarny/gp-2ur_m_33.jpg","",null,"16A 250V~, IP20, zaciski gwintowe","","",null,null,null,"CZARNY METALIK",null,"0,075 kg","71 mm","71 mm","20 mm",null,null,"2025-03-03",null,"","https://www.ospel.pl/sites/all/pliki/import/image/podtynk/aria/czarny/gp-2ur_m_33.jpg","27.33.13.0","8536 69 90"]
[233,"GP-2UR/m/70         ","Gniazdo podwójne moduł bez ramki",24.8,1,"szt","PLN","23%","",4,null,null,null,null,"5907577485115",null,null,"ARIA",null,null,"",null,4,null,"https://www.ospel.pl/sites/all/pliki/import/image/podtynk/aria/szary_mat/gp-2ur_m_70.jpg","",null,"16A 250V~, IP20, zaciski gwintowe","","",null,null,null,"SZARY MAT",null,"0,075 kg","71 mm","71 mm","20 mm",null,null,"2025-03-03",null,"","https://www.ospel.pl/sites/all/pliki/import/image/podtynk/aria/szary_mat/gp-2ur_m_70.jpg","27.33.13.0","8536 69 90"]
[234,"GP-2URAZ/m/00       ","Gniazdo podwójne z uziemieniem moduł bez ramki",18.3,1,"szt","PLN","23%","",10,null,null,null,null,"5906729004426",null,null,"ARIA",null,null,"",null,10,null,"https://www.ospel.pl/sites/all/pliki/import/image/podtynk/aria/bialy/gp-2urz_m_00.jpg","",null,"16A/250~, IP-20, do ramek linii Prestige","","",null,null,null,"BIAŁY",null,"","71 mm","71 mm","20 mm",null,null,"2025-03-03",null,"","https://www.ospel.pl/sites/all/pliki/import/image/podtynk/aria/bialy/gp-2urz_m_00.jpg","27.33.13.0","8536 69 90"]
[235,"GP-2URAZ/m/18       ","Gniazdo podwójne z uziemieniem moduł bez ramki",28.6,1,"szt","PLN","23%","",4,null,null,null,null,"5906729004433",null,null,"ARIA",null,null,"",null,4,null,"https://www.ospel.pl/sites/all/pliki/import/image/podtynk/aria/srebro/gp-2urz_m_18.jpg","",null,"16A/250~, IP-20, do ramek linii Prestige","","",null,null,null,"SREBRO",null,"","71 mm","71 mm","20 mm",null,null,"2025-03-03",null,"","https://www.ospel.pl/sites/all/pliki/import/image/podtynk/aria/srebro/gp-2urz_m_18.jpg","27.33.13.0","8536 69 90"]
[236,"GP-2URAZ/m/27       ","Gniazdo podwójne z uziemieniem moduł bez ramki",18.3,1,"szt","PLN","23%","",10,null,null,null,null,"5906729004440",null,null,"ARIA",null,null,"",null,10,null,"https://www.ospel.pl/sites/all/pliki/import/image/podtynk/aria/ecru/gp-2urz_m_27.jpg","",null,"16A/250~, IP-20, do ramek linii Prestige","","",null,null,null,"ECRU",null,"","71 mm","71 mm","20 mm",null,null,"2025-03-03",null,"","https://www.ospel.pl/sites/all/pliki/import/image/podtynk/aria/ecru/gp-2urz_m_27.jpg","27.33.13.0","8536 69 90"]
[237,"GP-2URAZ/m/33       ","Gniazdo podwójne z uziemieniem moduł bez ramki",28.6,1,"szt","PLN","23%","",4,null,null,null,null,"5906729004457",null,null,"ARIA",null,null,"",null,4,null,"https://www.ospel.pl/sites/all/pliki/import/image/podtynk/aria/czarny/gp-2urz_m_33.jpg","",null,"16A/250~, IP-20, do ramek linii Prestige","","",null,null,null,"CZARNY METALIK",null,"0,0995 kg","71 mm","71 mm","20 mm",null,null,"2025-03-03",null,"","https://www.ospel.pl/sites/all/pliki/import/image/podtynk/aria/czarny/gp-2urz_m_33.jpg","27.33.13.0","8536 69 90"]
[238,"GP-2URAZ/m/70       ","Gniazdo podwójne z uziemieniem moduł bez ramki",28.6,1,"szt","PLN","23%","",4,null,null,null,null,"5906729004464",null,null,"ARIA",null,null,"",null,4,null,"https://www.ospel.pl/sites/all/pliki/import/image/podtynk/aria/szary_mat/gp-2urz_m_70.jpg","",null,"16A/250~, IP-20, do ramek linii Prestige","","",null,null,null,"SZARY MAT",null,"","71 mm","71 mm","20 mm",null,null,"2025-03-03",null,"","https://www.ospel.pl/sites/all/pliki/import/image/podtynk/aria/szary_mat/gp-2urz_m_70.jpg","27.33.13.0","8536 69 90"]
[239,"GP-2URAZP/m/00      ","Gniazdo podwójne z uziemieniem z przesłonami torów prądowych, moduł bez ramki",19.2,1,"szt","PLN","23%","",10,null,null,null,null,"5906729004471",null,null,"ARIA",null,null,"",null,10,null,"https://www.ospel.pl/sites/all/pliki/import/image/podtynk/aria/bialy/gp-2urzp_m_00.jpg","",null,"16A/250~, IP-20, do ramek linii Prestige","","",null,null,null,"BIAŁY",null,"","71 mm","71 mm","20 mm",null,null,"2025-03-03",null,"","https://www.ospel.pl/sites/all/pliki/import/image/podtynk/aria/bialy/gp-2urzp_m_00.jpg","27.33.13.0","8536 69 90"]
[240,"GP-2URAZP/m/18      ","Gniazdo podwójne z uziemieniem z przesłonami torów prądowych, moduł bez ramki",29.8,1,"szt","PLN","23%","",4,null,null,null,null,"5906729004488",null,null,"ARIA",null,null,"",null,4,null,"https://www.ospel.pl/sites/all/pliki/import/image/podtynk/aria/srebro/gp-2urzp_m_18.jpg","",null,"16A/250~, IP-20, do ramek linii Prestige","","",null,null,null,"SREBRO",null,"","71 mm","71 mm","20 mm",null,null,"2025-03-03",null,"","https://www.ospel.pl/sites/all/pliki/import/image/podtynk/aria/srebro/gp-2urzp_m_18.jpg","27.33.13.0","8536 69 90"]
[241,"GP-2URAZP/m/27      ","Gniazdo podwójne z uziemieniem z przesłonami torów prądowych, moduł bez ramki",19.2,1,"szt","PLN","23%","",10,null,null,null,null,"5906729004495",null,null,"ARIA",null,null,"",null,10,null,"https://www.ospel.pl/sites/all/pliki/import/image/podtynk/aria/ecru/gp-2urzp_m_27.jpg","",null,"16A/250~, IP-20, do ramek linii Prestige","","",null,null,null,"ECRU",null,"","71 mm","71 mm","20 mm",null,null,"2025-03-03",null,"","https://www.ospel.pl/sites/all/pliki/import/image/podtynk/aria/ecru/gp-2urzp_m_27.jpg","27.33.13.0","8536 69 90"]
[242,"GP-2URAZP/m/33      ","Gniazdo podwójne z uziemieniem z przesłonami torów prądowych, moduł bez ramki",29.8,1,"szt","PLN","23%","",4,null,null,null,null,"5906729004501",null,null,"ARIA",null,null,"",null,4,null,"https://www.ospel.pl/sites/all/pliki/import/image/podtynk/aria/czarny/gp-2urzp_m_33.jpg","",null,"16A/250~, IP-20, do ramek linii Prestige","","",null,null,null,"CZARNY METALIK",null,"","71 mm","71 mm","20 mm",null,null,"2025-03-03",null,"","https://www.ospel.pl/sites/all/pliki/import/image/podtynk/aria/czarny/gp-2urzp_m_33.jpg","27.33.13.0","8536 69 90"]
[243,"GP-2URAZP/m/70      ","Gniazdo podwójne z uziemieniem z przesłonami torów prądowych, moduł bez ramki",29.8,1,"szt","PLN","23%","",4,null,null,null,null,"5906729004518",null,null,"ARIA",null,null,"",null,4,null,"https://www.ospel.pl/sites/all/pliki/import/image/podtynk/aria/szary_mat/gp-2urzp_m_70.jpg","",null,"16A/250~, IP-20, do ramek linii Prestige","","",null,null,null,"SZARY MAT",null,"","71 mm","71 mm","20 mm",null,null,"2025-03-03",null,"","https://www.ospel.pl/sites/all/pliki/import/image/podtynk/aria/szary_mat/gp-2urzp_m_70.jpg","27.33.13.0","8536 69 90"]
[244,"GP-2URZ/m/00        ","Gniazdo podwójne z uziemieniem moduł bez ramki",18.3,1,"szt","PLN","23%","",10,null,null,null,null,"5907577482398",null,null,"ARIA",null,null,"",null,10,null,"https://www.ospel.pl/sites/all/pliki/import/image/podtynk/aria/bialy/gp-2urz_m_00.jpg","",null,"16A 250V~, IP20, zaciski gwintowe","","",null,null,null,"BIAŁY",null,"0,083 kg","71 mm","71 mm","20 mm",null,null,"2025-03-03",null,"","https://www.ospel.pl/sites/all/pliki/import/image/podtynk/aria/bialy/gp-2urz_m_00.jpg","27.33.13.0","8536 69 90"]
[245,"GP-2URZ/m/18        ","Gniazdo podwójne z uziemieniem moduł bez ramki",28.6,1,"szt","PLN","23%","",4,null,null,null,null,"5907577483357",null,null,"ARIA",null,null,"",null,4,null,"https://www.ospel.pl/sites/all/pliki/import/image/podtynk/aria/srebro/gp-2urz_m_18.jpg","",null,"16A 250V~, IP20, zaciski gwintowe","","",null,null,null,"SREBRO",null,"0,083 kg","71 mm","71 mm","20 mm",null,null,"2025-03-03",null,"","https://www.ospel.pl/sites/all/pliki/import/image/podtynk/aria/srebro/gp-2urz_m_18.jpg","27.33.13.0","8536 69 90"]
[246,"GP-2URZ/m/27        ","Gniazdo podwójne z uziemieniem moduł bez ramki",18.3,1,"szt","PLN","23%","",10,null,null,null,null,"5907577492106",null,null,"ARIA",null,null,"",null,10,null,"https://www.ospel.pl/sites/all/pliki/import/image/podtynk/aria/ecru/gp-2urz_m_27.jpg","",null,"16A 250V~, IP20, zaciski gwintowe","","",null,null,null,"ECRU",null,"0,083 kg","71 mm","71 mm","20 mm",null,null,"2025-03-03",null,"","https://www.ospel.pl/sites/all/pliki/import/image/podtynk/aria/ecru/gp-2urz_m_27.jpg","27.33.13.0","8536 69 90"]
[247,"GP-2URZ/m/33        ","Gniazdo podwójne z uziemieniem moduł bez ramki",28.6,1,"szt","PLN","23%","",4,null,null,null,null,"5907577484248",null,null,"ARIA",null,null,"",null,4,null,"https://www.ospel.pl/sites/all/pliki/import/image/podtynk/aria/czarny/gp-2urz_m_33.jpg","",null,"16A 250V~, IP20, zaciski gwintowe","","",null,null,null,"CZARNY METALIK",null,"0,083 kg","71 mm","71 mm","20 mm",null,null,"2025-03-03",null,"","https://www.ospel.pl/sites/all/pliki/import/image/podtynk/aria/czarny/gp-2urz_m_33.jpg","27.33.13.0","8536 69 90"]
[248,"GP-2URZ/m/70        ","Gniazdo podwójne z uziemieniem moduł bez ramki",28.6,1,"szt","PLN","23%","",4,null,null,null,null,"5907577485139",null,null,"ARIA",null,null,"",null,4,null,"https://www.ospel.pl/sites/all/pliki/import/image/podtynk/aria/szary_mat/gp-2urz_m_70.jpg","",null,"16A 250V~, IP20, zaciski gwintowe","","",null,null,null,"SZARY MAT",null,"0,083 kg","71 mm","71 mm","20 mm",null,null,"2025-03-03",null,"","https://www.ospel.pl/sites/all/pliki/import/image/podtynk/aria/szary_mat/gp-2urz_m_70.jpg","27.33.13.0","8536 69 90"]
[249,"GP-2URZP/m/00       ","Gniazdo podwójne z uziemieniem z przesłonami torów prądowych, moduł bez ramki",19.2,1,"szt","PLN","23%","",10,null,null,null,null,"5907577482404",null,null,"ARIA",null,null,"",null,10,null,"https://www.ospel.pl/sites/all/pliki/import/image/podtynk/aria/bialy/gp-2urzp_m_00.jpg","",null,"16A 250V~, IP20, zaciski gwintowe","","",null,null,null,"BIAŁY",null,"0,085 kg","71 mm","71 mm","20 mm",null,null,"2025-03-03",null,"","https://www.ospel.pl/sites/all/pliki/import/image/podtynk/aria/bialy/gp-2urzp_m_00.jpg","27.33.13.0","8536 69 90"]
[250,"GP-2URZP/m/18       ","Gniazdo podwójne z uziemieniem z przesłonami torów prądowych, moduł bez ramki",29.8,1,"szt","PLN","23%","",4,null,null,null,null,"5907577483364",null,null,"ARIA",null,null,"",null,4,null,"https://www.ospel.pl/sites/all/pliki/import/image/podtynk/aria/srebro/gp-2urzp_m_18.jpg","",null,"16A 250V~, IP20, zaciski gwintowe","","",null,null,null,"SREBRO",null,"0,085 kg","71 mm","71 mm","20 mm",null,null,"2025-03-03",null,"","https://www.ospel.pl/sites/all/pliki/import/image/podtynk/aria/srebro/gp-2urzp_m_18.jpg","27.33.13.0","8536 69 90"]
[251,"GP-2URZP/m/27       ","Gniazdo podwójne z uziemieniem z przesłonami torów prądowych, moduł bez ramki",19.2,1,"szt","PLN","23%","",10,null,null,null,null,"5907577492113",null,null,"ARIA",null,null,"",null,10,null,"https://www.ospel.pl/sites/all/pliki/import/image/podtynk/aria/ecru/gp-2urzp_m_27.jpg","",null,"16A 250V~, IP20, zaciski gwintowe","","",null,null,null,"ECRU",null,"0,085 kg","71 mm","71 mm","20 mm",null,null,"2025-03-03",null,"","https://www.ospel.pl/sites/all/pliki/import/image/podtynk/aria/ecru/gp-2urzp_m_27.jpg","27.33.13.0","8536 69 90"]
[252,"GP-2URZP/m/33       ","Gniazdo podwójne z uziemieniem z przesłonami torów prądowych, moduł bez ramki",29.8,1,"szt","PLN","23%","",4,null,null,null,null,"5907577484255",null,null,"ARIA",null,null,"",null,4,null,"https://www.ospel.pl/sites/all/pliki/import/image/podtynk/aria/czarny/gp-2urzp_m_33.jpg","",null,"16A 250V~, IP20, zaciski gwintowe","","",null,null,null,"CZARNY METALIK",null,"0,085 kg","71 mm","71 mm","20 mm",null,null,"2025-03-03",null,"","https://www.ospel.pl/sites/all/pliki/import/image/podtynk/aria/czarny/gp-2urzp_m_33.jpg","27.33.13.0","8536 69 90"]
[253,"GP-2URZP/m/70       ","Gniazdo podwójne z uziemieniem z przesłonami torów prądowych, moduł bez ramki",29.8,1,"szt","PLN","23%","",4,null,null,null,null,"5907577485146",null,null,"ARIA",null,null,"",null,4,null,"https://www.ospel.pl/sites/all/pliki/import/image/podtynk/aria/szary_mat/gp-2urzp_m_70.jpg","",null,"16A 250V~, IP20, zaciski gwintowe","","",null,null,null,"SZARY MAT",null,"0,085 kg","71 mm","71 mm","20 mm",null,null,"2025-03-03",null,"","https://www.ospel.pl/sites/all/pliki/import/image/podtynk/aria/szary_mat/gp-2urzp_m_70.jpg","27.33.13.0","8536 69 90"]
[254,"GP-2US/00           ","Gniazdo podwójne z uziemieniem schuko kompletne z ramką",24.8,1,"szt","PLN","23%","",5,null,null,null,null,"5907577482411",null,null,"ARIA",null,null,"",null,5,null,"https://www.ospel.pl/sites/all/pliki/import/image/podtynk/aria/bialy/gp-2us_00.jpg","",null,"16A 250V~, IP20, zaciski gwintowe","","",null,null,null,"BIAŁY",null,"","88 mm","82 mm","22 mm",null,null,"2025-03-03",null,"","https://www.ospel.pl/sites/all/pliki/import/image/podtynk/aria/bialy/gp-2us_00.jpg","27.33.13.0","8536 69 90"]
[255,"GP-2US/18           ","Gniazdo podwójne z uziemieniem schuko kompletne z ramką",34.5,1,"szt","PLN","23%","",5,null,null,null,null,"5907577483371",null,null,"ARIA",null,null,"",null,5,null,"https://www.ospel.pl/sites/all/pliki/import/image/podtynk/aria/srebro/gp-2us_18.jpg","",null,"16A 250V~, IP20, zaciski gwintowe","","",null,null,null,"SREBRO",null,"","88 mm","82 mm","22 mm",null,null,"2025-03-03",null,"","https://www.ospel.pl/sites/all/pliki/import/image/podtynk/aria/srebro/gp-2us_18.jpg","27.33.13.0","8536 69 90"]
[256,"GP-2US/27           ","Gniazdo podwójne z uziemieniem schuko kompletne z ramką",24.8,1,"szt","PLN","23%","",5,null,null,null,null,"5907577492120",null,null,"ARIA",null,null,"",null,5,null,"https://www.ospel.pl/sites/all/pliki/import/image/podtynk/aria/ecru/gp-2us_27.jpg","",null,"16A 250V~, IP20, zaciski gwintowe","","",null,null,null,"ECRU",null,"","88 mm","82 mm","22 mm",null,null,"2025-03-03",null,"","https://www.ospel.pl/sites/all/pliki/import/image/podtynk/aria/ecru/gp-2us_27.jpg","27.33.13.0","8536 69 90"]
[257,"GP-2US/33           ","Gniazdo podwójne z uziemieniem schuko kompletne z ramką",34.5,1,"szt","PLN","23%","",5,null,null,null,null,"5907577484262",null,null,"ARIA",null,null,"",null,5,null,"https://www.ospel.pl/sites/all/pliki/import/image/podtynk/aria/czarny/gp-2us_33.jpg","",null,"16A 250V~, IP20, zaciski gwintowe","","",null,null,null,"CZARNY METALIK",null,"","88 mm","82 mm","22 mm",null,null,"2025-03-03",null,"","https://www.ospel.pl/sites/all/pliki/import/image/podtynk/aria/czarny/gp-2us_33.jpg","27.33.13.0","8536 69 90"]
[258,"GP-2US/70           ","Gniazdo podwójne z uziemieniem schuko kompletne z ramką",34.5,1,"szt","PLN","23%","",5,null,null,null,null,"5907577485153",null,null,"ARIA",null,null,"",null,5,null,"https://www.ospel.pl/sites/all/pliki/import/image/podtynk/aria/szary_mat/gp-2us_70.jpg","",null,"16A 250V~, IP20, zaciski gwintowe","","",null,null,null,"SZARY MAT",null,"","88 mm","82 mm","22 mm",null,null,"2025-03-03",null,"","https://www.ospel.pl/sites/all/pliki/import/image/podtynk/aria/szary_mat/gp-2us_70.jpg","27.33.13.0","8536 69 90"]
[259,"GP-2USP/00          ","Gniazdo podwójne z uziemieniem schuko z przesłonami torów prądowych, kompletne z ramką",26.8,1,"szt","PLN","23%","",5,null,null,null,null,"5907577482428",null,null,"ARIA",null,null,"",null,5,null,"https://www.ospel.pl/sites/all/pliki/import/image/podtynk/aria/bialy/gp-2usp_00.jpg","",null,"16A 250V~, IP20, zaciski gwintowe","","",null,null,null,"BIAŁY",null,"","88 mm","82 mm","22 mm",null,null,"2025-03-03",null,"","https://www.ospel.pl/sites/all/pliki/import/image/podtynk/aria/bialy/gp-2usp_00.jpg","27.33.13.0","8536 69 90"]
[260,"GP-2USP/18          ","Gniazdo podwójne z uziemieniem schuko z przesłonami torów prądowych, kompletne z ramką",36,1,"szt","PLN","23%","",5,null,null,null,null,"5907577483388",null,null,"ARIA",null,null,"",null,5,null,"https://www.ospel.pl/sites/all/pliki/import/image/podtynk/aria/srebro/gp-2usp_18.jpg","",null,"16A 250V~, IP20, zaciski gwintowe","","",null,null,null,"SREBRO",null,"","88 mm","82 mm","22 mm",null,null,"2025-03-03",null,"","https://www.ospel.pl/sites/all/pliki/import/image/podtynk/aria/srebro/gp-2usp_18.jpg","27.33.13.0","8536 69 90"]
[261,"GP-2USP/27          ","Gniazdo podwójne z uziemieniem schuko z przesłonami torów prądowych, kompletne z ramką",26.8,1,"szt","PLN","23%","",5,null,null,null,null,"5907577492137",null,null,"ARIA",null,null,"",null,5,null,"https://www.ospel.pl/sites/all/pliki/import/image/podtynk/aria/ecru/gp-2usp_27.jpg","",null,"16A 250V~, IP20, zaciski gwintowe","","",null,null,null,"ECRU",null,"","88 mm","82 mm","22 mm",null,null,"2025-03-03",null,"","https://www.ospel.pl/sites/all/pliki/import/image/podtynk/aria/ecru/gp-2usp_27.jpg","27.33.13.0","8536 69 90"]
[262,"GP-2USP/33          ","Gniazdo podwójne z uziemieniem schuko z przesłonami torów prądowych, kompletne z ramką",36,1,"szt","PLN","23%","",5,null,null,null,null,"5907577484279",null,null,"ARIA",null,null,"",null,5,null,"https://www.ospel.pl/sites/all/pliki/import/image/podtynk/aria/czarny/gp-2usp_33.jpg","",null,"16A 250V~, IP20, zaciski gwintowe","","",null,null,null,"CZARNY METALIK",null,"","88 mm","82 mm","22 mm",null,null,"2025-03-03",null,"","https://www.ospel.pl/sites/all/pliki/import/image/podtynk/aria/czarny/gp-2usp_33.jpg","27.33.13.0","8536 69 90"]
[263,"GP-2USP/70          ","Gniazdo podwójne z uziemieniem schuko z przesłonami torów prądowych, kompletne z ramką",36,1,"szt","PLN","23%","",5,null,null,null,null,"5907577485160",null,null,"ARIA",null,null,"",null,5,null,"https://www.ospel.pl/sites/all/pliki/import/image/podtynk/aria/szary_mat/gp-2usp_70.jpg","",null,"16A 250V~, IP20, zaciski gwintowe","","",null,null,null,"SZARY MAT",null,"","88 mm","82 mm","22 mm",null,null,"2025-03-03",null,"","https://www.ospel.pl/sites/all/pliki/import/image/podtynk/aria/szary_mat/gp-2usp_70.jpg","27.33.13.0","8536 69 90"]
[264,"GP-2UZ/00           ","Gniazdo podwójne z uziemieniem kompletne z ramką",21.1,1,"szt","PLN","23%","",10,null,null,null,null,"5907577482350",null,null,"ARIA",null,null,"",null,10,null,"https://www.ospel.pl/sites/all/pliki/import/image/podtynk/aria/bialy/gp-2uz_00.jpg","",null,"16A 250V~, IP20, zaciski gwintowe","","",null,null,null,"BIAŁY",null,"0,092 kg","82 mm","82 mm","27 mm",null,null,"2025-03-03",null,"","https://www.ospel.pl/sites/all/pliki/import/image/podtynk/aria/bialy/gp-2uz_00.jpg","27.33.13.0","8536 69 90"]
[265,"GP-2UZ/18           ","Gniazdo podwójne z uziemieniem kompletne z ramką",33,1,"szt","PLN","23%","",4,null,null,null,null,"5907577483319",null,null,"ARIA",null,null,"",null,4,null,"https://www.ospel.pl/sites/all/pliki/import/image/podtynk/aria/srebro/gp-2uz_18.jpg","",null,"16A 250V~, IP20, zaciski gwintowe","","",null,null,null,"SREBRO",null,"0,092 kg","82 mm","82 mm","27 mm",null,null,"2025-03-03",null,"","https://www.ospel.pl/sites/all/pliki/import/image/podtynk/aria/srebro/gp-2uz_18.jpg","27.33.13.0","8536 69 90"]
[266,"GP-2UZ/27           ","Gniazdo podwójne z uziemieniem kompletne z ramką",21.1,1,"szt","PLN","23%","",10,null,null,null,null,"5907577492069",null,null,"ARIA",null,null,"",null,10,null,"https://www.ospel.pl/sites/all/pliki/import/image/podtynk/aria/ecru/gp-2uz_27.jpg","",null,"16A 250V~, IP20, zaciski gwintowe","","",null,null,null,"ECRU",null,"0,092 kg","82 mm","82 mm","27 mm",null,null,"2025-03-03",null,"","https://www.ospel.pl/sites/all/pliki/import/image/podtynk/aria/ecru/gp-2uz_27.jpg","27.33.13.0","8536 69 90"]
[267,"GP-2UZ/33           ","Gniazdo podwójne z uziemieniem kompletne z ramką",33,1,"szt","PLN","23%","",4,null,null,null,null,"5907577484200",null,null,"ARIA",null,null,"",null,4,null,"https://www.ospel.pl/sites/all/pliki/import/image/podtynk/aria/czarny/gp-2uz_33.jpg","",null,"16A 250V~, IP20, zaciski gwintowe","","",null,null,null,"CZARNY METALIK",null,"0,092 kg","82 mm","82 mm","27 mm",null,null,"2025-03-03",null,"","https://www.ospel.pl/sites/all/pliki/import/image/podtynk/aria/czarny/gp-2uz_33.jpg","27.33.13.0","8536 69 90"]
[268,"GP-2UZ/70           ","Gniazdo podwójne z uziemieniem kompletne z ramką",33,1,"szt","PLN","23%","",4,null,null,null,null,"5907577485092",null,null,"ARIA",null,null,"",null,4,null,"https://www.ospel.pl/sites/all/pliki/import/image/podtynk/aria/szary_mat/gp-2uz_70.jpg","",null,"16A 250V~, IP20, zaciski gwintowe","","",null,null,null,"SZARY MAT",null,"0,092 kg","82 mm","82 mm","27 mm",null,null,"2025-03-03",null,"","https://www.ospel.pl/sites/all/pliki/import/image/podtynk/aria/szary_mat/gp-2uz_70.jpg","27.33.13.0","8536 69 90"]
[269,"GP-2UZP/00          ","Gniazdo podwójne z uziemieniem z przesłonami torów prądowych, kompletne z ramką",22.8,1,"szt","PLN","23%","",10,null,null,null,null,"5907577482367",null,null,"ARIA",null,null,"",null,10,null,"https://www.ospel.pl/sites/all/pliki/import/image/podtynk/aria/bialy/gp-2uzp_00.jpg","",null,"16A 250V~, IP20, zaciski gwintowe","","",null,null,null,"BIAŁY",null,"0,094 kg","82 mm","82 mm","27 mm",null,null,"2025-03-03",null,"","https://www.ospel.pl/sites/all/pliki/import/image/podtynk/aria/bialy/gp-2uzp_00.jpg","27.33.13.0","8536 69 90"]
[270,"GP-2UZP/18          ","Gniazdo podwójne z uziemieniem z przesłonami torów prądowych, kompletne z ramką",34.1,1,"szt","PLN","23%","",4,null,null,null,null,"5907577483326",null,null,"ARIA",null,null,"",null,4,null,"https://www.ospel.pl/sites/all/pliki/import/image/podtynk/aria/srebro/gp-2uzp_18.jpg","",null,"16A 250V~, IP20, zaciski gwintowe","","",null,null,null,"SREBRO",null,"0,094 kg","82 mm","82 mm","27 mm",null,null,"2025-03-03",null,"","https://www.ospel.pl/sites/all/pliki/import/image/podtynk/aria/srebro/gp-2uzp_18.jpg","27.33.13.0","8536 69 90"]
[271,"GP-2UZP/27          ","Gniazdo podwójne z uziemieniem z przesłonami torów prądowych, kompletne z ramką",22.8,1,"szt","PLN","23%","",10,null,null,null,null,"5907577492076",null,null,"ARIA",null,null,"",null,10,null,"https://www.ospel.pl/sites/all/pliki/import/image/podtynk/aria/ecru/gp-2uzp_27.jpg","",null,"16A 250V~, IP20, zaciski gwintowe","","",null,null,null,"ECRU",null,"0,094 kg","82 mm","82 mm","27 mm",null,null,"2025-03-03",null,"","https://www.ospel.pl/sites/all/pliki/import/image/podtynk/aria/ecru/gp-2uzp_27.jpg","27.33.13.0","8536 69 90"]
[272,"GP-2UZP/33          ","Gniazdo podwójne z uziemieniem z przesłonami torów prądowych, kompletne z ramką",34.1,1,"szt","PLN","23%","",4,null,null,null,null,"5907577484217",null,null,"ARIA",null,null,"",null,4,null,"https://www.ospel.pl/sites/all/pliki/import/image/podtynk/aria/czarny/gp-2uzp_33.jpg","",null,"16A 250V~, IP20, zaciski gwintowe","","",null,null,null,"CZARNY METALIK",null,"0,094 kg","82 mm","82 mm","27 mm",null,null,"2025-03-03",null,"","https://www.ospel.pl/sites/all/pliki/import/image/podtynk/aria/czarny/gp-2uzp_33.jpg","27.33.13.0","8536 69 90"]
[273,"GP-2UZP/70          ","Gniazdo podwójne z uziemieniem z przesłonami torów prądowych, kompletne z ramką",34.1,1,"szt","PLN","23%","",4,null,null,null,null,"5907577485108",null,null,"ARIA",null,null,"",null,4,null,"https://www.ospel.pl/sites/all/pliki/import/image/podtynk/aria/szary_mat/gp-2uzp_70.jpg","",null,"16A 250V~, IP20, zaciski gwintowe","","",null,null,null,"SZARY MAT",null,"0,094 kg","82 mm","82 mm","27 mm",null,null,"2025-03-03",null,"","https://www.ospel.pl/sites/all/pliki/import/image/podtynk/aria/szary_mat/gp-2uzp_70.jpg","27.33.13.0","8536 69 90"]
[274,"GP-3U/m/00          ","Gniazdo potrójne EURO ",18.8,1,"szt","PLN","23%","",10,null,null,null,null,"5907577482435",null,null,"ARIA",null,null,"",null,10,null,"https://www.ospel.pl/sites/all/pliki/import/image/podtynk/aria/bialy/gp-3u_m_00.jpg","",null,"2,5A 250V~, IP20, zaciski gwintowe","","",null,null,null,"BIAŁY",null,"0,070 kg","71 mm","71 mm","26 mm",null,null,"2025-03-03",null,"","https://www.ospel.pl/sites/all/pliki/import/image/podtynk/aria/bialy/gp-3u_m_00.jpg","27.33.13.0","8536 69 90"]
[275,"GP-3U/m/18          ","Gniazdo potrójne EURO ",26.4,1,"szt","PLN","23%","",4,null,null,null,null,"5907577483395",null,null,"ARIA",null,null,"",null,4,null,"https://www.ospel.pl/sites/all/pliki/import/image/podtynk/aria/srebro/gp-3u_m_18.jpg","",null,"2,5A 250V~, IP20, zaciski gwintowe","","",null,null,null,"SREBRO",null,"0,070 kg","71 mm","71 mm","26 mm",null,null,"2025-03-03",null,"","https://www.ospel.pl/sites/all/pliki/import/image/podtynk/aria/srebro/gp-3u_m_18.jpg","27.33.13.0","8536 69 90"]
[276,"GP-3U/m/27          ","Gniazdo potrójne EURO ",18.8,1,"szt","PLN","23%","",10,null,null,null,null,"5907577492144",null,null,"ARIA",null,null,"",null,10,null,"https://www.ospel.pl/sites/all/pliki/import/image/podtynk/aria/ecru/gp-3u_m_27.jpg","",null,"2,5A 250V~, IP20, zaciski gwintowe","","",null,null,null,"ECRU",null,"0,070 kg","71 mm","71 mm","26 mm",null,null,"2025-03-03",null,"","https://www.ospel.pl/sites/all/pliki/import/image/podtynk/aria/ecru/gp-3u_m_27.jpg","27.33.13.0","8536 69 90"]
[277,"GP-3U/m/33          ","Gniazdo potrójne EURO ",26.4,1,"szt","PLN","23%","",4,null,null,null,null,"5907577484286",null,null,"ARIA",null,null,"",null,4,null,"https://www.ospel.pl/sites/all/pliki/import/image/podtynk/aria/czarny/gp-3u_m_33.jpg","",null,"2,5A 250V~, IP20, zaciski gwintowe","","",null,null,null,"CZARNY METALIK",null,"0,070 kg","71 mm","71 mm","26 mm",null,null,"2025-03-03",null,"","https://www.ospel.pl/sites/all/pliki/import/image/podtynk/aria/czarny/gp-3u_m_33.jpg","27.33.13.0","8536 69 90"]
[278,"GP-3U/m/70          ","Gniazdo potrójne EURO ",26.4,1,"szt","PLN","23%","",4,null,null,null,null,"5907577485177",null,null,"ARIA",null,null,"",null,4,null,"https://www.ospel.pl/sites/all/pliki/import/image/podtynk/aria/szary_mat/gp-3u_m_70.jpg","",null,"2,5A 250V~, IP20, zaciski gwintowe","","",null,null,null,"SZARY MAT",null,"0,070 kg","71 mm","71 mm","26 mm",null,null,"2025-03-03",null,"","https://www.ospel.pl/sites/all/pliki/import/image/podtynk/aria/szary_mat/gp-3u_m_70.jpg","27.33.13.0","8536 69 90"]
[279,"GP-3UP/m/00         ","Gniazdo potrójne EURO z przesłonami torów prądowych",20.9,1,"szt","PLN","23%","",10,null,null,null,null,"5907577485856",null,null,"ARIA",null,null,"",null,10,null,"https://www.ospel.pl/sites/all/pliki/import/image/podtynk/aria/bialy/gp-3up_m_00.jpg","",null,"2,5A 250V~, IP20, zaciski gwintowe","","",null,null,null,"BIAŁY",null,"0,072 kg","71 mm","71 mm","26 mm",null,null,"2025-03-03",null,"","https://www.ospel.pl/sites/all/pliki/import/image/podtynk/aria/bialy/gp-3up_m_00.jpg","27.33.13.0","8536 69 90"]
[280,"GP-3UP/m/18         ","Gniazdo potrójne EURO z przesłonami torów prądowych",28.1,1,"szt","PLN","23%","",4,null,null,null,null,"5907577485863",null,null,"ARIA",null,null,"",null,4,null,"https://www.ospel.pl/sites/all/pliki/import/image/podtynk/aria/srebro/gp-3up_m_18.jpg","",null,"2,5A 250V~, IP20, zaciski gwintowe","","",null,null,null,"SREBRO",null,"0,072 kg","71 mm","71 mm","26 mm",null,null,"2025-03-03",null,"","https://www.ospel.pl/sites/all/pliki/import/image/podtynk/aria/srebro/gp-3up_m_18.jpg","27.33.13.0","8536 69 90"]
[281,"GP-3UP/m/27         ","Gniazdo potrójne EURO z przesłonami torów prądowych",20.9,1,"szt","PLN","23%","",10,null,null,null,null,"5907577492687",null,null,"ARIA",null,null,"",null,10,null,"https://www.ospel.pl/sites/all/pliki/import/image/podtynk/aria/ecru/gp-3up_m_27.jpg","",null,"2,5A 250V~, IP20, zaciski gwintowe","","",null,null,null,"ECRU",null,"0,072 kg","71 mm","71 mm","26 mm",null,null,"2025-03-03",null,"","https://www.ospel.pl/sites/all/pliki/import/image/podtynk/aria/ecru/gp-3up_m_27.jpg","27.33.13.0","8536 69 90"]
[282,"GP-3UP/m/33         ","Gniazdo potrójne EURO z przesłonami torów prądowych",28.1,1,"szt","PLN","23%","",4,null,null,null,null,"5907577485870",null,null,"ARIA",null,null,"",null,4,null,"https://www.ospel.pl/sites/all/pliki/import/image/podtynk/aria/czarny/gp-3up_m_33.jpg","",null,"2,5A 250V~, IP20, zaciski gwintowe","","",null,null,null,"CZARNY METALIK",null,"0,072 kg","71 mm","71 mm","26 mm",null,null,"2025-03-03",null,"","https://www.ospel.pl/sites/all/pliki/import/image/podtynk/aria/czarny/gp-3up_m_33.jpg","27.33.13.0","8536 69 90"]
[283,"GP-3UP/m/70         ","Gniazdo potrójne EURO z przesłonami torów prądowych",28.1,1,"szt","PLN","23%","",4,null,null,null,null,"5907577485887",null,null,"ARIA",null,null,"",null,4,null,"https://www.ospel.pl/sites/all/pliki/import/image/podtynk/aria/szary_mat/gp-3up_m_70.jpg","",null,"2,5A 250V~, IP20, zaciski gwintowe","","",null,null,null,"SZARY MAT",null,"0,072 kg","71 mm","71 mm","26 mm",null,null,"2025-03-03",null,"","https://www.ospel.pl/sites/all/pliki/import/image/podtynk/aria/szary_mat/gp-3up_m_70.jpg","27.33.13.0","8536 69 90"]
[284,"GPA-10UP/m/00       ","Gniazdo RTV przelotowe 10-dB ",58.5,1,"szt","PLN","23%","",10,null,null,null,null,"5907577482459",null,null,"ARIA",null,null,"",null,10,null,"https://www.ospel.pl/sites/all/pliki/import/image/podtynk/aria/bialy/gpa-10up_m_00.jpg","",null,"Współczynnik tłumienia 10dB","","",null,null,null,"BIAŁY",null,"0,105 kg","71 mm","71 mm","25 mm",null,null,"2025-03-03",null,"","https://www.ospel.pl/sites/all/pliki/import/image/podtynk/aria/bialy/gpa-10up_m_00.jpg","26.40.52.0","8517 18 00"]
[285,"GPA-10UP/m/18       ","Gniazdo RTV przelotowe 10-dB ",68.599999999999994,1,"szt","PLN","23%","",4,null,null,null,null,"5907577483418",null,null,"ARIA",null,null,"",null,4,null,"https://www.ospel.pl/sites/all/pliki/import/image/podtynk/aria/srebro/gpa-10up_m_18.jpg","",null,"Współczynnik tłumienia 10dB","","",null,null,null,"SREBRO",null,"0,105 kg","71 mm","71 mm","25 mm",null,null,"2025-03-03",null,"","https://www.ospel.pl/sites/all/pliki/import/image/podtynk/aria/srebro/gpa-10up_m_18.jpg","26.40.52.0","8517 18 00"]
[286,"GPA-10UP/m/27       ","Gniazdo RTV przelotowe 10-dB ",58.5,1,"szt","PLN","23%","",10,null,null,null,null,"5907577492168",null,null,"ARIA",null,null,"",null,10,null,"https://www.ospel.pl/sites/all/pliki/import/image/podtynk/aria/ecru/gpa-10up_m_27.jpg","",null,"Współczynnik tłumienia 10dB","","",null,null,null,"ECRU",null,"0,105 kg","71 mm","71 mm","25 mm",null,null,"2025-03-03",null,"","https://www.ospel.pl/sites/all/pliki/import/image/podtynk/aria/ecru/gpa-10up_m_27.jpg","26.40.52.0","8517 18 00"]
[287,"GPA-10UP/m/33       ","Gniazdo RTV przelotowe 10-dB ",68.599999999999994,1,"szt","PLN","23%","",4,null,null,null,null,"5907577484309",null,null,"ARIA",null,null,"",null,4,null,"https://www.ospel.pl/sites/all/pliki/import/image/podtynk/aria/czarny/gpa-10up_m_33.jpg","",null,"Współczynnik tłumienia 10dB","","",null,null,null,"CZARNY METALIK",null,"0,105 kg","71 mm","71 mm","25 mm",null,null,"2025-03-03",null,"","https://www.ospel.pl/sites/all/pliki/import/image/podtynk/aria/czarny/gpa-10up_m_33.jpg","26.40.52.0","8517 18 00"]
[288,"GPA-10UP/m/70       ","Gniazdo RTV przelotowe 10-dB ",68.599999999999994,1,"szt","PLN","23%","",4,null,null,null,null,"5907577485191",null,null,"ARIA",null,null,"",null,4,null,"https://www.ospel.pl/sites/all/pliki/import/image/podtynk/aria/szary_mat/gpa-10up_m_70.jpg","",null,"Współczynnik tłumienia 10dB","","",null,null,null,"SZARY MAT",null,"0,105 kg","71 mm","71 mm","25 mm",null,null,"2025-03-03",null,"","https://www.ospel.pl/sites/all/pliki/import/image/podtynk/aria/szary_mat/gpa-10up_m_70.jpg","26.40.52.0","8517 18 00"]
[289,"GPA-10UPZ/m/00      ","Gniazdo RTV zakończeniowe 10-dB ",58.5,1,"szt","PLN","23%","",10,null,null,null,null,"5907577482466",null,null,"ARIA",null,null,"",null,10,null,"https://www.ospel.pl/sites/all/pliki/import/image/podtynk/aria/bialy/gpa-10up_m_00.jpg","",null,"Współczynnik tłumienia 10dB","","",null,null,null,"BIAŁY",null,"0,105 kg","71 mm","71 mm","25 mm",null,null,"2025-03-03",null,"","https://www.ospel.pl/sites/all/pliki/import/image/podtynk/aria/bialy/gpa-10up_m_00.jpg","26.40.52.0","8517 18 00"]
[290,"GPA-10UPZ/m/18      ","Gniazdo RTV zakończeniowe 10-dB ",68.599999999999994,1,"szt","PLN","23%","",4,null,null,null,null,"5907577483425",null,null,"ARIA",null,null,"",null,4,null,"https://www.ospel.pl/sites/all/pliki/import/image/podtynk/aria/srebro/gpa-10up_m_18.jpg","",null,"Współczynnik tłumienia 10dB","","",null,null,null,"SREBRO",null,"0,105 kg","71 mm","71 mm","25 mm",null,null,"2025-03-03",null,"","https://www.ospel.pl/sites/all/pliki/import/image/podtynk/aria/srebro/gpa-10up_m_18.jpg","26.40.52.0","8517 18 00"]
[291,"GPA-10UPZ/m/27      ","Gniazdo RTV zakończeniowe 10-dB ",58.5,1,"szt","PLN","23%","",10,null,null,null,null,"5907577492175",null,null,"ARIA",null,null,"",null,10,null,"https://www.ospel.pl/sites/all/pliki/import/image/podtynk/aria/ecru/gpa-10up_m_27.jpg","",null,"Współczynnik tłumienia 10dB","","",null,null,null,"ECRU",null,"0,105 kg","71 mm","71 mm","25 mm",null,null,"2025-03-03",null,"","https://www.ospel.pl/sites/all/pliki/import/image/podtynk/aria/ecru/gpa-10up_m_27.jpg","26.40.52.0","8517 18 00"]
[292,"GPA-10UPZ/m/33      ","Gniazdo RTV zakończeniowe 10-dB ",68.599999999999994,1,"szt","PLN","23%","",4,null,null,null,null,"5907577484316",null,null,"ARIA",null,null,"",null,4,null,"https://www.ospel.pl/sites/all/pliki/import/image/podtynk/aria/czarny/gpa-10up_m_33.jpg","",null,"Współczynnik tłumienia 10dB","","",null,null,null,"CZARNY METALIK",null,"0,105 kg","71 mm","71 mm","25 mm",null,null,"2025-03-03",null,"","https://www.ospel.pl/sites/all/pliki/import/image/podtynk/aria/czarny/gpa-10up_m_33.jpg","26.40.52.0","8517 18 00"]
[293,"GPA-10UPZ/m/70      ","Gniazdo RTV zakończeniowe 10-dB ",68.599999999999994,1,"szt","PLN","23%","",4,null,null,null,null,"5907577485207",null,null,"ARIA",null,null,"",null,4,null,"https://www.ospel.pl/sites/all/pliki/import/image/podtynk/aria/szary_mat/gpa-10up_m_70.jpg","",null,"Współczynnik tłumienia 10dB","","",null,null,null,"SZARY MAT",null,"0,105 kg","71 mm","71 mm","25 mm",null,null,"2025-03-03",null,"","https://www.ospel.pl/sites/all/pliki/import/image/podtynk/aria/szary_mat/gpa-10up_m_70.jpg","26.40.52.0","8517 18 00"]
[294,"GPA-14UP/m/00       ","Gniazdo RTV przelotowe 14-dB ",58.5,1,"szt","PLN","23%","",10,null,null,null,null,"5907577482473",null,null,"ARIA",null,null,"",null,10,null,"https://www.ospel.pl/sites/all/pliki/import/image/podtynk/aria/bialy/gpa-10up_m_00.jpg","",null,"Współczynnik tłumienia 14dB","","",null,null,null,"BIAŁY",null,"0,105 kg","71 mm","71 mm","25 mm",null,null,"2025-03-03",null,"","https://www.ospel.pl/sites/all/pliki/import/image/podtynk/aria/bialy/gpa-10up_m_00.jpg","26.40.52.0","8517 18 00"]
[295,"GPA-14UP/m/18       ","Gniazdo RTV przelotowe 14-dB ",68.599999999999994,1,"szt","PLN","23%","",4,null,null,null,null,"5907577483432",null,null,"ARIA",null,null,"",null,4,null,"https://www.ospel.pl/sites/all/pliki/import/image/podtynk/aria/srebro/gpa-10up_m_18.jpg","",null,"Współczynnik tłumienia 14dB","","",null,null,null,"SREBRO",null,"0,105 kg","71 mm","71 mm","25 mm",null,null,"2025-03-03",null,"","https://www.ospel.pl/sites/all/pliki/import/image/podtynk/aria/srebro/gpa-10up_m_18.jpg","26.40.52.0","8517 18 00"]
[296,"GPA-14UP/m/27       ","Gniazdo RTV przelotowe 14-dB ",58.5,1,"szt","PLN","23%","",10,null,null,null,null,"5907577492182",null,null,"ARIA",null,null,"",null,10,null,"https://www.ospel.pl/sites/all/pliki/import/image/podtynk/aria/ecru/gpa-10up_m_27.jpg","",null,"Współczynnik tłumienia 14dB","","",null,null,null,"ECRU",null,"0,105 kg","71 mm","71 mm","25 mm",null,null,"2025-03-03",null,"","https://www.ospel.pl/sites/all/pliki/import/image/podtynk/aria/ecru/gpa-10up_m_27.jpg","26.40.52.0","8517 18 00"]
[297,"GPA-14UP/m/33       ","Gniazdo RTV przelotowe 14-dB ",68.599999999999994,1,"szt","PLN","23%","",4,null,null,null,null,"5907577484323",null,null,"ARIA",null,null,"",null,4,null,"https://www.ospel.pl/sites/all/pliki/import/image/podtynk/aria/czarny/gpa-10up_m_33.jpg","",null,"Współczynnik tłumienia 14dB","","",null,null,null,"CZARNY METALIK",null,"0,105 kg","71 mm","71 mm","25 mm",null,null,"2025-03-03",null,"","https://www.ospel.pl/sites/all/pliki/import/image/podtynk/aria/czarny/gpa-10up_m_33.jpg","26.40.52.0","8517 18 00"]
[298,"GPA-14UP/m/70       ","Gniazdo RTV przelotowe 14-dB ",68.599999999999994,1,"szt","PLN","23%","",4,null,null,null,null,"5907577485214",null,null,"ARIA",null,null,"",null,4,null,"https://www.ospel.pl/sites/all/pliki/import/image/podtynk/aria/szary_mat/gpa-10up_m_70.jpg","",null,"Współczynnik tłumienia 14dB","","",null,null,null,"SZARY MAT",null,"0,105 kg","71 mm","71 mm","25 mm",null,null,"2025-03-03",null,"","https://www.ospel.pl/sites/all/pliki/import/image/podtynk/aria/szary_mat/gpa-10up_m_70.jpg","26.40.52.0","8517 18 00"]
[299,"GPA-16UP/m/00       ","Gniazdo RTV przelotowe 16-dB ",58.5,1,"szt","PLN","23%","",10,null,null,null,null,"5907577482480",null,null,"ARIA",null,null,"",null,10,null,"https://www.ospel.pl/sites/all/pliki/import/image/podtynk/aria/bialy/gpa-10up_m_00.jpg","",null,"Współczynnik tłumienia 16dB","","",null,null,null,"BIAŁY",null,"0,105 kg","71 mm","71 mm","25 mm",null,null,"2025-03-03",null,"","https://www.ospel.pl/sites/all/pliki/import/image/podtynk/aria/bialy/gpa-10up_m_00.jpg","26.40.52.0","8517 18 00"]
[300,"GPA-16UP/m/18       ","Gniazdo RTV przelotowe 16-dB ",68.599999999999994,1,"szt","PLN","23%","",4,null,null,null,null,"5907577483449",null,null,"ARIA",null,null,"",null,4,null,"https://www.ospel.pl/sites/all/pliki/import/image/podtynk/aria/srebro/gpa-10up_m_18.jpg","",null,"Współczynnik tłumienia 16dB","","",null,null,null,"SREBRO",null,"0,105 kg","71 mm","71 mm","25 mm",null,null,"2025-03-03",null,"","https://www.ospel.pl/sites/all/pliki/import/image/podtynk/aria/srebro/gpa-10up_m_18.jpg","26.40.52.0","8517 18 00"]
[301,"GPA-16UP/m/27       ","Gniazdo RTV przelotowe 16-dB ",58.5,1,"szt","PLN","23%","",10,null,null,null,null,"5907577492199",null,null,"ARIA",null,null,"",null,10,null,"https://www.ospel.pl/sites/all/pliki/import/image/podtynk/aria/ecru/gpa-10up_m_27.jpg","",null,"Współczynnik tłumienia 16dB","","",null,null,null,"ECRU",null,"0,105 kg","71 mm","71 mm","25 mm",null,null,"2025-03-03",null,"","https://www.ospel.pl/sites/all/pliki/import/image/podtynk/aria/ecru/gpa-10up_m_27.jpg","26.40.52.0","8517 18 00"]
[302,"GPA-16UP/m/33       ","Gniazdo RTV przelotowe 16-dB ",68.599999999999994,1,"szt","PLN","23%","",4,null,null,null,null,"5907577484330",null,null,"ARIA",null,null,"",null,4,null,"https://www.ospel.pl/sites/all/pliki/import/image/podtynk/aria/czarny/gpa-10up_m_33.jpg","",null,"Współczynnik tłumienia 16dB","","",null,null,null,"CZARNY METALIK",null,"0,105 kg","71 mm","71 mm","25 mm",null,null,"2025-03-03",null,"","https://www.ospel.pl/sites/all/pliki/import/image/podtynk/aria/czarny/gpa-10up_m_33.jpg","26.40.52.0","8517 18 00"]
[303,"GPA-16UP/m/70       ","Gniazdo RTV przelotowe 16-dB ",68.599999999999994,1,"szt","PLN","23%","",4,null,null,null,null,"5907577485221",null,null,"ARIA",null,null,"",null,4,null,"https://www.ospel.pl/sites/all/pliki/import/image/podtynk/aria/szary_mat/gpa-10up_m_70.jpg","",null,"Współczynnik tłumienia 16dB","","",null,null,null,"SZARY MAT",null,"0,105 kg","71 mm","71 mm","25 mm",null,null,"2025-03-03",null,"","https://www.ospel.pl/sites/all/pliki/import/image/podtynk/aria/szary_mat/gpa-10up_m_70.jpg","26.40.52.0","8517 18 00"]
[304,"GPA-1UF/m/00        ","Gniazdo antenowe typu F pojedyncze ",24.8,1,"szt","PLN","23%","",10,null,null,null,null,"5907577482541",null,null,"ARIA",null,null,"",null,10,null,"https://www.ospel.pl/sites/all/pliki/import/image/podtynk/aria/bialy/gpa-1uf_m_00.jpg","",null,"","","",null,null,null,"BIAŁY",null,"0,060 kg","71 mm","71 mm","22 mm",null,null,"2025-03-03",null,"","https://www.ospel.pl/sites/all/pliki/import/image/podtynk/aria/bialy/gpa-1uf_m_00.jpg","26.40.52.0","8517 18 00"]
[305,"GPA-1UF/m/18        ","Gniazdo antenowe typu F pojedyncze ",29.2,1,"szt","PLN","23%","",4,null,null,null,null,"5907577483500",null,null,"ARIA",null,null,"",null,4,null,"https://www.ospel.pl/sites/all/pliki/import/image/podtynk/aria/srebro/gpa-1uf_m_18.jpg","",null,"","","",null,null,null,"SREBRO",null,"0,060 kg","71 mm","71 mm","22 mm",null,null,"2025-03-03",null,"","https://www.ospel.pl/sites/all/pliki/import/image/podtynk/aria/srebro/gpa-1uf_m_18.jpg","26.40.52.0","8517 18 00"]
[306,"GPA-1UF/m/27        ","Gniazdo antenowe typu F pojedyncze ",24.8,1,"szt","PLN","23%","",10,null,null,null,null,"5907577492250",null,null,"ARIA",null,null,"",null,10,null,"https://www.ospel.pl/sites/all/pliki/import/image/podtynk/aria/ecru/gpa-1uf_m_27.jpg","",null,"","","",null,null,null,"ECRU",null,"0,060 kg","71 mm","71 mm","22 mm",null,null,"2025-03-03",null,"","https://www.ospel.pl/sites/all/pliki/import/image/podtynk/aria/ecru/gpa-1uf_m_27.jpg","26.40.52.0","8517 18 00"]
[307,"GPA-1UF/m/33        ","Gniazdo antenowe typu F pojedyncze ",29.2,1,"szt","PLN","23%","",4,null,null,null,null,"5907577484392",null,null,"ARIA",null,null,"",null,4,null,"https://www.ospel.pl/sites/all/pliki/import/image/podtynk/aria/czarny/gpa-1uf_m_33.jpg","",null,"","","",null,null,null,"CZARNY METALIK",null,"0,060 kg","71 mm","71 mm","22 mm",null,null,"2025-03-03",null,"","https://www.ospel.pl/sites/all/pliki/import/image/podtynk/aria/czarny/gpa-1uf_m_33.jpg","26.40.52.0","8517 18 00"]
[308,"GPA-1UF/m/70        ","Gniazdo antenowe typu F pojedyncze ",29.2,1,"szt","PLN","23%","",4,null,null,null,null,"5907577485283",null,null,"ARIA",null,null,"",null,4,null,"https://www.ospel.pl/sites/all/pliki/import/image/podtynk/aria/szary_mat/gpa-1uf_m_70.jpg","",null,"","","",null,null,null,"SZARY MAT",null,"0,060 kg","71 mm","71 mm","22 mm",null,null,"2025-03-03",null,"","https://www.ospel.pl/sites/all/pliki/import/image/podtynk/aria/szary_mat/gpa-1uf_m_70.jpg","26.40.52.0","8517 18 00"]
[309,"GPA-2UF/m/00        ","Gniazdo antenowe typu F podwójne ",31.7,1,"szt","PLN","23%","",10,null,null,null,null,"5907577482558",null,null,"ARIA",null,null,"",null,10,null,"https://www.ospel.pl/sites/all/pliki/import/image/podtynk/aria/bialy/gpa-2uf_m_00.jpg","",null,"","","",null,null,null,"BIAŁY",null,"0,070 kg","71 mm","71 mm","22 mm",null,null,"2025-03-03",null,"","https://www.ospel.pl/sites/all/pliki/import/image/podtynk/aria/bialy/gpa-2uf_m_00.jpg","26.40.52.0","8517 18 00"]
[310,"GPA-2UF/m/18        ","Gniazdo antenowe typu F podwójne ",35.700000000000003,1,"szt","PLN","23%","",4,null,null,null,null,"5907577483517",null,null,"ARIA",null,null,"",null,4,null,"https://www.ospel.pl/sites/all/pliki/import/image/podtynk/aria/srebro/gpa-2uf_m_18.jpg","",null,"","","",null,null,null,"SREBRO",null,"0,070 kg","71 mm","71 mm","22 mm",null,null,"2025-03-03",null,"","https://www.ospel.pl/sites/all/pliki/import/image/podtynk/aria/srebro/gpa-2uf_m_18.jpg","26.40.52.0","8517 18 00"]
[311,"GPA-2UF/m/27        ","Gniazdo antenowe typu F podwójne ",31.7,1,"szt","PLN","23%","",10,null,null,null,null,"5907577492267",null,null,"ARIA",null,null,"",null,10,null,"https://www.ospel.pl/sites/all/pliki/import/image/podtynk/aria/ecru/gpa-2uf_m_27.jpg","",null,"","","",null,null,null,"ECRU",null,"0,070 kg","71 mm","71 mm","22 mm",null,null,"2025-03-03",null,"","https://www.ospel.pl/sites/all/pliki/import/image/podtynk/aria/ecru/gpa-2uf_m_27.jpg","26.40.52.0","8517 18 00"]
[312,"GPA-2UF/m/33        ","Gniazdo antenowe typu F podwójne ",35.700000000000003,1,"szt","PLN","23%","",4,null,null,null,null,"5907577484408",null,null,"ARIA",null,null,"",null,4,null,"https://www.ospel.pl/sites/all/pliki/import/image/podtynk/aria/czarny/gpa-2uf_m_33.jpg","",null,"","","",null,null,null,"CZARNY METALIK",null,"0,070 kg","71 mm","71 mm","22 mm",null,null,"2025-03-03",null,"","https://www.ospel.pl/sites/all/pliki/import/image/podtynk/aria/czarny/gpa-2uf_m_33.jpg","26.40.52.0","8517 18 00"]
[313,"GPA-2UF/m/70        ","Gniazdo antenowe typu F podwójne ",35.700000000000003,1,"szt","PLN","23%","",4,null,null,null,null,"5907577485290",null,null,"ARIA",null,null,"",null,4,null,"https://www.ospel.pl/sites/all/pliki/import/image/podtynk/aria/szary_mat/gpa-2uf_m_70.jpg","",null,"","","",null,null,null,"SZARY MAT",null,"0,070 kg","71 mm","71 mm","22 mm",null,null,"2025-03-03",null,"","https://www.ospel.pl/sites/all/pliki/import/image/podtynk/aria/szary_mat/gpa-2uf_m_70.jpg","26.40.52.0","8517 18 00"]
[314,"GPA-U2S/m/00        ","Gniazdo RTV-SAT z dwoma wyjściami SAT ",103.1,1,"szt","PLN","23%","",10,null,null,null,null,"5907577482534",null,null,"ARIA",null,null,"",null,10,null,"https://www.ospel.pl/sites/all/pliki/import/image/podtynk/aria/bialy/gpa-u2s_m_00.jpg","",null,"Współczynnik tłumienia 1,5dB","","",null,null,null,"BIAŁY",null,"0,115 kg","71 mm","71 mm","25 mm",null,null,"2025-03-03",null,"","https://www.ospel.pl/sites/all/pliki/import/image/podtynk/aria/bialy/gpa-u2s_m_00.jpg","26.40.52.0","8517 18 00"]
[315,"GPA-U2S/m/18        ","Gniazdo RTV-SAT z dwoma wyjściami SAT ",108.1,1,"szt","PLN","23%","",4,null,null,null,null,"5907577483494",null,null,"ARIA",null,null,"",null,4,null,"https://www.ospel.pl/sites/all/pliki/import/image/podtynk/aria/srebro/gpa-u2s_m_18.jpg","",null,"Współczynnik tłumienia 1,5dB","","",null,null,null,"SREBRO",null,"0,115 kg","71 mm","71 mm","25 mm",null,null,"2025-03-03",null,"","https://www.ospel.pl/sites/all/pliki/import/image/podtynk/aria/srebro/gpa-u2s_m_18.jpg","26.40.52.0","8517 18 00"]
[316,"GPA-U2S/m/27        ","Gniazdo RTV-SAT z dwoma wyjściami SAT ",103.1,1,"szt","PLN","23%","",10,null,null,null,null,"5907577492243",null,null,"ARIA",null,null,"",null,10,null,"https://www.ospel.pl/sites/all/pliki/import/image/podtynk/aria/ecru/gpa-u2s_m_27.jpg","",null,"Współczynnik tłumienia 1,5dB","","",null,null,null,"ECRU",null,"0,115 kg","71 mm","71 mm","25 mm",null,null,"2025-03-03",null,"","https://www.ospel.pl/sites/all/pliki/import/image/podtynk/aria/ecru/gpa-u2s_m_27.jpg","26.40.52.0","8517 18 00"]
[317,"GPA-U2S/m/33        ","Gniazdo RTV-SAT z dwoma wyjściami SAT ",108.1,1,"szt","PLN","23%","",4,null,null,null,null,"5907577484385",null,null,"ARIA",null,null,"",null,4,null,"https://www.ospel.pl/sites/all/pliki/import/image/podtynk/aria/czarny/gpa-u2s_m_33.jpg","",null,"Współczynnik tłumienia 1,5dB","","",null,null,null,"CZARNY METALIK",null,"0,115 kg","71 mm","71 mm","25 mm",null,null,"2025-03-03",null,"","https://www.ospel.pl/sites/all/pliki/import/image/podtynk/aria/czarny/gpa-u2s_m_33.jpg","26.40.52.0","8517 18 00"]
[318,"GPA-U2S/m/70        ","Gniazdo RTV-SAT z dwoma wyjściami SAT ",108.1,1,"szt","PLN","23%","",4,null,null,null,null,"5907577485276",null,null,"ARIA",null,null,"",null,4,null,"https://www.ospel.pl/sites/all/pliki/import/image/podtynk/aria/szary_mat/gpa-u2s_m_70.jpg","",null,"Współczynnik tłumienia 1,5dB","","",null,null,null,"SZARY MAT",null,"0,115 kg","71 mm","71 mm","25 mm",null,null,"2025-03-03",null,"","https://www.ospel.pl/sites/all/pliki/import/image/podtynk/aria/szary_mat/gpa-u2s_m_70.jpg","26.40.52.0","8517 18 00"]
[319,"GPA-UD/m/00         ","Gniazdo RTV-DATA ",88.7,1,"szt","PLN","23%","",10,null,null,null,null,"5907577482527",null,null,"ARIA",null,null,"",null,10,null,"https://www.ospel.pl/sites/all/pliki/import/image/podtynk/aria/bialy/gpa-ud_m_00.jpg","",null,"Częstotliwość toru DATA 5÷862 MHz","","",null,null,null,"BIAŁY",null,"0,109 kg","71 mm","71 mm","25 mm",null,null,"2025-03-03",null,"","https://www.ospel.pl/sites/all/pliki/import/image/podtynk/aria/bialy/gpa-ud_m_00.jpg","26.40.52.0","8517 18 00"]
[320,"GPA-UD/m/18         ","Gniazdo RTV-DATA ",92.9,1,"szt","PLN","23%","",4,null,null,null,null,"5907577483487",null,null,"ARIA",null,null,"",null,4,null,"https://www.ospel.pl/sites/all/pliki/import/image/podtynk/aria/srebro/gpa-ud_m_18.jpg","",null,"Częstotliwość toru DATA 5÷862 MHz","","",null,null,null,"SREBRO",null,"0,109 kg","71 mm","71 mm","25 mm",null,null,"2025-03-03",null,"","https://www.ospel.pl/sites/all/pliki/import/image/podtynk/aria/srebro/gpa-ud_m_18.jpg","26.40.52.0","8517 18 00"]
[321,"GPA-UD/m/27         ","Gniazdo RTV-DATA ",88.7,1,"szt","PLN","23%","",10,null,null,null,null,"5907577492236",null,null,"ARIA",null,null,"",null,10,null,"https://www.ospel.pl/sites/all/pliki/import/image/podtynk/aria/ecru/gpa-ud_m_27.jpg","",null,"Częstotliwość toru DATA 5÷862 MHz","","",null,null,null,"ECRU",null,"0,109 kg","71 mm","71 mm","25 mm",null,null,"2025-03-03",null,"","https://www.ospel.pl/sites/all/pliki/import/image/podtynk/aria/ecru/gpa-ud_m_27.jpg","26.40.52.0","8517 18 00"]
[322,"GPA-UD/m/33         ","Gniazdo RTV-DATA ",92.9,1,"szt","PLN","23%","",4,null,null,null,null,"5907577484378",null,null,"ARIA",null,null,"",null,4,null,"https://www.ospel.pl/sites/all/pliki/import/image/podtynk/aria/czarny/gpa-ud_m_33.jpg","",null,"Częstotliwość toru DATA 5÷862 MHz","","",null,null,null,"CZARNY METALIK",null,"0,109 kg","71 mm","71 mm","25 mm",null,null,"2025-03-03",null,"","https://www.ospel.pl/sites/all/pliki/import/image/podtynk/aria/czarny/gpa-ud_m_33.jpg","26.40.52.0","8517 18 00"]
[323,"GPA-UD/m/70         ","Gniazdo RTV-DATA ",92.9,1,"szt","PLN","23%","",4,null,null,null,null,"5907577485269",null,null,"ARIA",null,null,"",null,4,null,"https://www.ospel.pl/sites/all/pliki/import/image/podtynk/aria/szary_mat/gpa-ud_m_70.jpg","",null,"Częstotliwość toru DATA 5÷862 MHz","","",null,null,null,"SZARY MAT",null,"0,109 kg","71 mm","71 mm","25 mm",null,null,"2025-03-03",null,"","https://www.ospel.pl/sites/all/pliki/import/image/podtynk/aria/szary_mat/gpa-ud_m_70.jpg","26.40.52.0","8517 18 00"]
[324,"GPA-UK/m/00         ","Gniazdo RTV końcowe ",53.5,1,"szt","PLN","23%","",10,null,null,null,null,"5907577482497",null,null,"ARIA",null,null,"",null,10,null,"https://www.ospel.pl/sites/all/pliki/import/image/podtynk/aria/bialy/gpa-10up_m_00.jpg","",null,"Współczynnik tłumienia 2,5-3dB","","",null,null,null,"BIAŁY",null,"0,109 kg","71 mm","71 mm","25 mm",null,null,"2025-03-03",null,"","https://www.ospel.pl/sites/all/pliki/import/image/podtynk/aria/bialy/gpa-10up_m_00.jpg","26.40.52.0","8517 18 00"]
[325,"GPA-UK/m/18         ","Gniazdo RTV końcowe ",57,1,"szt","PLN","23%","",4,null,null,null,null,"5907577483456",null,null,"ARIA",null,null,"",null,4,null,"https://www.ospel.pl/sites/all/pliki/import/image/podtynk/aria/srebro/gpa-10up_m_18.jpg","",null,"Współczynnik tłumienia 2,5-3dB","","",null,null,null,"SREBRO",null,"0,109 kg","71 mm","71 mm","25 mm",null,null,"2025-03-03",null,"","https://www.ospel.pl/sites/all/pliki/import/image/podtynk/aria/srebro/gpa-10up_m_18.jpg","26.40.52.0","8517 18 00"]
[326,"GPA-UK/m/27         ","Gniazdo RTV końcowe ",53.5,1,"szt","PLN","23%","",10,null,null,null,null,"5907577492205",null,null,"ARIA",null,null,"",null,10,null,"https://www.ospel.pl/sites/all/pliki/import/image/podtynk/aria/ecru/gpa-10up_m_27.jpg","",null,"Współczynnik tłumienia 2,5-3dB","","",null,null,null,"ECRU",null,"0,109 kg","71 mm","71 mm","25 mm",null,null,"2025-03-03",null,"","https://www.ospel.pl/sites/all/pliki/import/image/podtynk/aria/ecru/gpa-10up_m_27.jpg","26.40.52.0","8517 18 00"]
[327,"GPA-UK/m/33         ","Gniazdo RTV końcowe ",57,1,"szt","PLN","23%","",4,null,null,null,null,"5907577484347",null,null,"ARIA",null,null,"",null,4,null,"https://www.ospel.pl/sites/all/pliki/import/image/podtynk/aria/czarny/gpa-10up_m_33.jpg","",null,"Współczynnik tłumienia 2,5-3dB","","",null,null,null,"CZARNY METALIK",null,"0,109 kg","71 mm","71 mm","25 mm",null,null,"2025-03-03",null,"","https://www.ospel.pl/sites/all/pliki/import/image/podtynk/aria/czarny/gpa-10up_m_33.jpg","26.40.52.0","8517 18 00"]
[328,"GPA-UK/m/70         ","Gniazdo RTV końcowe ",57,1,"szt","PLN","23%","",4,null,null,null,null,"5907577485238",null,null,"ARIA",null,null,"",null,4,null,"https://www.ospel.pl/sites/all/pliki/import/image/podtynk/aria/szary_mat/gpa-10up_m_70.jpg","",null,"Współczynnik tłumienia 2,5-3dB","","",null,null,null,"SZARY MAT",null,"0,109 kg","71 mm","71 mm","25 mm",null,null,"2025-03-03",null,"","https://www.ospel.pl/sites/all/pliki/import/image/podtynk/aria/szary_mat/gpa-10up_m_70.jpg","26.40.52.0","8517 18 00"]
[329,"GPA-US/m/00         ","Gniazdo RTV-SAT końcowe ",79.900000000000006,1,"szt","PLN","23%","",10,null,null,null,null,"5907577482503",null,null,"ARIA",null,null,"",null,10,null,"https://www.ospel.pl/sites/all/pliki/import/image/podtynk/aria/bialy/gpa-us_m_00.jpg","",null,"Współczynnik tłumienia 1,5-2dB","","",null,null,null,"BIAŁY",null,"0,109 kg","71 mm","71 mm","25 mm",null,null,"2025-03-03",null,"","https://www.ospel.pl/sites/all/pliki/import/image/podtynk/aria/bialy/gpa-us_m_00.jpg","26.40.52.0","8517 18 00"]
[330,"GPA-US/m/18         ","Gniazdo RTV-SAT końcowe ",81.7,1,"szt","PLN","23%","",4,null,null,null,null,"5907577483463",null,null,"ARIA",null,null,"",null,4,null,"https://www.ospel.pl/sites/all/pliki/import/image/podtynk/aria/srebro/gpa-us_m_18.jpg","",null,"Współczynnik tłumienia 1,5-2dB","","",null,null,null,"SREBRO",null,"0,109 kg","71 mm","71 mm","25 mm",null,null,"2025-03-03",null,"","https://www.ospel.pl/sites/all/pliki/import/image/podtynk/aria/srebro/gpa-us_m_18.jpg","26.40.52.0","8517 18 00"]
[331,"GPA-US/m/27         ","Gniazdo RTV-SAT końcowe ",79.900000000000006,1,"szt","PLN","23%","",10,null,null,null,null,"5907577492212",null,null,"ARIA",null,null,"",null,10,null,"https://www.ospel.pl/sites/all/pliki/import/image/podtynk/aria/ecru/gpa-us_m_27.jpg","",null,"Współczynnik tłumienia 1,5-2dB","","",null,null,null,"ECRU",null,"0,109 kg","71 mm","71 mm","25 mm",null,null,"2025-03-03",null,"","https://www.ospel.pl/sites/all/pliki/import/image/podtynk/aria/ecru/gpa-us_m_27.jpg","26.40.52.0","8517 18 00"]
[332,"GPA-US/m/33         ","Gniazdo RTV-SAT końcowe ",81.7,1,"szt","PLN","23%","",4,null,null,null,null,"5907577484354",null,null,"ARIA",null,null,"",null,4,null,"https://www.ospel.pl/sites/all/pliki/import/image/podtynk/aria/czarny/gpa-us_m_33.jpg","",null,"Współczynnik tłumienia 1,5-2dB","","",null,null,null,"CZARNY METALIK",null,"0,109 kg","71 mm","71 mm","25 mm",null,null,"2025-03-03",null,"","https://www.ospel.pl/sites/all/pliki/import/image/podtynk/aria/czarny/gpa-us_m_33.jpg","26.40.52.0","8517 18 00"]
[333,"GPA-US/m/70         ","Gniazdo RTV-SAT końcowe ",81.7,1,"szt","PLN","23%","",4,null,null,null,null,"5907577485245",null,null,"ARIA",null,null,"",null,4,null,"https://www.ospel.pl/sites/all/pliki/import/image/podtynk/aria/szary_mat/gpa-us_m_70.jpg","",null,"Współczynnik tłumienia 1,5-2dB","","",null,null,null,"SZARY MAT",null,"0,109 kg","71 mm","71 mm","25 mm",null,null,"2025-03-03",null,"","https://www.ospel.pl/sites/all/pliki/import/image/podtynk/aria/szary_mat/gpa-us_m_70.jpg","26.40.52.0","8517 18 00"]
[334,"GPA-USP/m/00        ","Gniazdo RTV-SAT przelotowe ",98.3,1,"szt","PLN","23%","",10,null,null,null,null,"5907577482510",null,null,"ARIA",null,null,"",null,10,null,"https://www.ospel.pl/sites/all/pliki/import/image/podtynk/aria/bialy/gpa-us_m_00.jpg","",null,"Współczynnik tłumienia 1,2dB","","",null,null,null,"BIAŁY",null,"0,109 kg","71 mm","71 mm","25 mm",null,null,"2025-03-03",null,"","https://www.ospel.pl/sites/all/pliki/import/image/podtynk/aria/bialy/gpa-us_m_00.jpg","26.40.52.0","8517 18 00"]
[335,"GPA-USP/m/18        ","Gniazdo RTV-SAT przelotowe ",103.2,1,"szt","PLN","23%","",4,null,null,null,null,"5907577483470",null,null,"ARIA",null,null,"",null,4,null,"https://www.ospel.pl/sites/all/pliki/import/image/podtynk/aria/srebro/gpa-us_m_18.jpg","",null,"Współczynnik tłumienia 1,2dB","","",null,null,null,"SREBRO",null,"0,109 kg","71 mm","71 mm","25 mm",null,null,"2025-03-03",null,"","https://www.ospel.pl/sites/all/pliki/import/image/podtynk/aria/srebro/gpa-us_m_18.jpg","26.40.52.0","8517 18 00"]
[336,"GPA-USP/m/27        ","Gniazdo RTV-SAT przelotowe ",98.3,1,"szt","PLN","23%","",10,null,null,null,null,"5907577492229",null,null,"ARIA",null,null,"",null,10,null,"https://www.ospel.pl/sites/all/pliki/import/image/podtynk/aria/ecru/gpa-us_m_27.jpg","",null,"Współczynnik tłumienia 1,2dB","","",null,null,null,"ECRU",null,"0,109 kg","71 mm","71 mm","25 mm",null,null,"2025-03-03",null,"","https://www.ospel.pl/sites/all/pliki/import/image/podtynk/aria/ecru/gpa-us_m_27.jpg","26.40.52.0","8517 18 00"]
[337,"GPA-USP/m/33        ","Gniazdo RTV-SAT przelotowe ",103.2,1,"szt","PLN","23%","",4,null,null,null,null,"5907577484361",null,null,"ARIA",null,null,"",null,4,null,"https://www.ospel.pl/sites/all/pliki/import/image/podtynk/aria/czarny/gpa-us_m_33.jpg","",null,"Współczynnik tłumienia 1,2dB","","",null,null,null,"CZARNY METALIK",null,"0,109 kg","71 mm","71 mm","25 mm",null,null,"2025-03-03",null,"","https://www.ospel.pl/sites/all/pliki/import/image/podtynk/aria/czarny/gpa-us_m_33.jpg","26.40.52.0","8517 18 00"]
[338,"GPA-USP/m/70        ","Gniazdo RTV-SAT przelotowe ",103.2,1,"szt","PLN","23%","",4,null,null,null,null,"5907577485252",null,null,"ARIA",null,null,"",null,4,null,"https://www.ospel.pl/sites/all/pliki/import/image/podtynk/aria/szary_mat/gpa-us_m_70.jpg","",null,"Współczynnik tłumienia 1,2dB","","",null,null,null,"SZARY MAT",null,"0,109 kg","71 mm","71 mm","25 mm",null,null,"2025-03-03",null,"","https://www.ospel.pl/sites/all/pliki/import/image/podtynk/aria/szary_mat/gpa-us_m_70.jpg","26.40.52.0","8517 18 00"]
[339,"GPE-1U/m/00         ","Gniazdo ekwipotencjalne pojedyncze ",79.900000000000006,1,"szt","PLN","23%","",10,null,null,null,null,"5907577482695",null,null,"ARIA",null,null,"",null,10,null,"https://www.ospel.pl/sites/all/pliki/import/image/podtynk/aria/bialy/gpe-1u_m_00.jpg","",null,"","","",null,null,null,"BIAŁY",null,"","71 mm","71 mm","22 mm",null,null,"2025-03-03",null,"","https://www.ospel.pl/sites/all/pliki/import/image/podtynk/aria/bialy/gpe-1u_m_00.jpg","","8536 90 10"]
[340,"GPE-1U/m/18         ","Gniazdo ekwipotencjalne pojedyncze ",86.7,1,"szt","PLN","23%","",4,null,null,null,null,"5907577483654",null,null,"ARIA",null,null,"",null,4,null,"https://www.ospel.pl/sites/all/pliki/import/image/podtynk/aria/srebro/gpe-1u_m_18.jpg","",null,"","","",null,null,null,"SREBRO",null,"","71 mm","71 mm","22 mm",null,null,"2025-03-03",null,"","https://www.ospel.pl/sites/all/pliki/import/image/podtynk/aria/srebro/gpe-1u_m_18.jpg","","8536 90 10"]
[341,"GPE-1U/m/27         ","Gniazdo ekwipotencjalne pojedyncze ",79.900000000000006,1,"szt","PLN","23%","",10,null,null,null,null,"5907577492403",null,null,"ARIA",null,null,"",null,10,null,"https://www.ospel.pl/sites/all/pliki/import/image/podtynk/aria/ecru/gpe-1u_m_27.jpg","",null,"","","",null,null,null,"ECRU",null,"","71 mm","71 mm","22 mm",null,null,"2025-03-03",null,"","https://www.ospel.pl/sites/all/pliki/import/image/podtynk/aria/ecru/gpe-1u_m_27.jpg","","8536 90 10"]
[342,"GPE-1U/m/33         ","Gniazdo ekwipotencjalne pojedyncze ",86.7,1,"szt","PLN","23%","",4,null,null,null,null,"5907577484545",null,null,"ARIA",null,null,"",null,4,null,"https://www.ospel.pl/sites/all/pliki/import/image/podtynk/aria/czarny/gpe-1u_m_33.jpg","",null,"","","",null,null,null,"CZARNY METALIK",null,"","71 mm","71 mm","22 mm",null,null,"2025-03-03",null,"","https://www.ospel.pl/sites/all/pliki/import/image/podtynk/aria/czarny/gpe-1u_m_33.jpg","","8536 90 10"]
[343,"GPE-1U/m/70         ","Gniazdo ekwipotencjalne pojedyncze ",86.7,1,"szt","PLN","23%","",4,null,null,null,null,"5907577485436",null,null,"ARIA",null,null,"",null,4,null,"https://www.ospel.pl/sites/all/pliki/import/image/podtynk/aria/szary_mat/gpe-1u_m_70.jpg","",null,"","","",null,null,null,"SZARY MAT",null,"","71 mm","71 mm","22 mm",null,null,"2025-03-03",null,"","https://www.ospel.pl/sites/all/pliki/import/image/podtynk/aria/szary_mat/gpe-1u_m_70.jpg","","8536 90 10"]
[344,"GPE-2U/m/00         ","Gniazdo ekwipotencjalne podwójne ",120.7,1,"szt","PLN","23%","",10,null,null,null,null,"5907577482701",null,null,"ARIA",null,null,"",null,10,null,"https://www.ospel.pl/sites/all/pliki/import/image/podtynk/aria/bialy/gpe-2u_m_00.jpg","",null,"","","",null,null,null,"BIAŁY",null,"","71 mm","71 mm","22 mm",null,null,"2025-03-03",null,"","https://www.ospel.pl/sites/all/pliki/import/image/podtynk/aria/bialy/gpe-2u_m_00.jpg","","8536 90 10"]
[345,"GPE-2U/m/18         ","Gniazdo ekwipotencjalne podwójne ",127.4,1,"szt","PLN","23%","",4,null,null,null,null,"5907577483661",null,null,"ARIA",null,null,"",null,4,null,"https://www.ospel.pl/sites/all/pliki/import/image/podtynk/aria/srebro/gpe-2u_m_18.jpg","",null,"","","",null,null,null,"SREBRO",null,"","71 mm","71 mm","22 mm",null,null,"2025-03-03",null,"","https://www.ospel.pl/sites/all/pliki/import/image/podtynk/aria/srebro/gpe-2u_m_18.jpg","","8536 90 10"]
[346,"GPE-2U/m/27         ","Gniazdo ekwipotencjalne podwójne ",120.7,1,"szt","PLN","23%","",10,null,null,null,null,"5907577492410",null,null,"ARIA",null,null,"",null,10,null,"https://www.ospel.pl/sites/all/pliki/import/image/podtynk/aria/ecru/gpe-2u_m_27.jpg","",null,"","","",null,null,null,"ECRU",null,"","71 mm","71 mm","22 mm",null,null,"2025-03-03",null,"","https://www.ospel.pl/sites/all/pliki/import/image/podtynk/aria/ecru/gpe-2u_m_27.jpg","","8536 90 10"]
[347,"GPE-2U/m/33         ","Gniazdo ekwipotencjalne podwójne ",127.4,1,"szt","PLN","23%","",4,null,null,null,null,"5907577484552",null,null,"ARIA",null,null,"",null,4,null,"https://www.ospel.pl/sites/all/pliki/import/image/podtynk/aria/czarny/gpe-2u_m_33.jpg","",null,"","","",null,null,null,"CZARNY METALIK",null,"","71 mm","71 mm","22 mm",null,null,"2025-03-03",null,"","https://www.ospel.pl/sites/all/pliki/import/image/podtynk/aria/czarny/gpe-2u_m_33.jpg","","8536 90 10"]
[348,"GPE-2U/m/70         ","Gniazdo ekwipotencjalne podwójne ",127.4,1,"szt","PLN","23%","",4,null,null,null,null,"5907577485443",null,null,"ARIA",null,null,"",null,4,null,"https://www.ospel.pl/sites/all/pliki/import/image/podtynk/aria/szary_mat/gpe-2u_m_70.jpg","",null,"","","",null,null,null,"SZARY MAT",null,"","71 mm","71 mm","22 mm",null,null,"2025-03-03",null,"","https://www.ospel.pl/sites/all/pliki/import/image/podtynk/aria/szary_mat/gpe-2u_m_70.jpg","","8536 90 10"]
[349,"GPH-1US/m/00/d      ","Gniazdo bryzgoszczelne z uziemieniem schuko IP-44 wieczko przezroczyste",26.7,1,"szt","PLN","23%","",10,null,null,null,null,"5907577482312",null,null,"ARIA",null,null,"",null,10,null,"https://www.ospel.pl/sites/all/pliki/import/image/podtynk/aria/bialy/gph-1us_m_00_d.jpg","",null,"16A 250V~, IP44, zaciski gwintowe","","",null,null,null,"BIAŁY",null,"","71 mm","71 mm","28 mm",null,null,"2025-03-03",null,"","https://www.ospel.pl/sites/all/pliki/import/image/podtynk/aria/bialy/gph-1us_m_00_d.jpg","27.33.13.0","8536 69 90"]
[350,"GPH-1US/m/00/w      ","Gniazdo bryzgoszczelne z uziemieniem schuko IP-44 wieczko w kolorze wyrobu",26.7,1,"szt","PLN","23%","",10,null,null,null,null,"5907577497194",null,null,"ARIA",null,null,"",null,10,null,"https://www.ospel.pl/sites/all/pliki/import/image/podtynk/aria/bialy/gph-1uz_m_00_w.jpg","",null,"16A 250V~, IP44, zaciski gwintowe","","",null,null,null,"BIAŁY",null,"","71 mm","71 mm","28 mm",null,null,"2025-03-03",null,"","https://www.ospel.pl/sites/all/pliki/import/image/podtynk/aria/bialy/gph-1uz_m_00_w.jpg","27.33.13.0","8536 69 90"]
[351,"GPH-1US/m/18/d      ","Gniazdo bryzgoszczelne z uziemieniem schuko IP-44 wieczko przezroczyste",34.200000000000003,1,"szt","PLN","23%","",4,null,null,null,null,"5907577483272",null,null,"ARIA",null,null,"",null,4,null,"https://www.ospel.pl/sites/all/pliki/import/image/podtynk/aria/srebro/gph-1us_m_18_d.jpg","",null,"16A 250V~, IP44, zaciski gwintowe","","",null,null,null,"SREBRO",null,"","71 mm","71 mm","28 mm",null,null,"2025-03-03",null,"","https://www.ospel.pl/sites/all/pliki/import/image/podtynk/aria/srebro/gph-1us_m_18_d.jpg","27.33.13.0","8536 69 90"]
[352,"GPH-1US/m/27/d      ","Gniazdo bryzgoszczelne z uziemieniem schuko IP-44 wieczko przezroczyste",26.7,1,"szt","PLN","23%","",10,null,null,null,null,"5907577492021",null,null,"ARIA",null,null,"",null,10,null,"https://www.ospel.pl/sites/all/pliki/import/image/podtynk/aria/ecru/gph-1us_m_27_d.jpg","",null,"16A 250V~, IP44, zaciski gwintowe","","",null,null,null,"ECRU",null,"","71 mm","71 mm","28 mm",null,null,"2025-03-03",null,"","https://www.ospel.pl/sites/all/pliki/import/image/podtynk/aria/ecru/gph-1us_m_27_d.jpg","27.33.13.0","8536 69 90"]
[353,"GPH-1US/m/33/d      ","Gniazdo bryzgoszczelne z uziemieniem schuko IP-44 wieczko przezroczyste",34.200000000000003,1,"szt","PLN","23%","",4,null,null,null,null,"5907577484163",null,null,"ARIA",null,null,"",null,4,null,"https://www.ospel.pl/sites/all/pliki/import/image/podtynk/aria/czarny/gph-1us_m_33_d.jpg","",null,"16A 250V~, IP44, zaciski gwintowe","","",null,null,null,"CZARNY METALIK",null,"","71 mm","71 mm","28 mm",null,null,"2025-03-03",null,"","https://www.ospel.pl/sites/all/pliki/import/image/podtynk/aria/czarny/gph-1us_m_33_d.jpg","27.33.13.0","8536 69 90"]
[354,"GPH-1US/m/70/d      ","Gniazdo bryzgoszczelne z uziemieniem schuko IP-44 wieczko przezroczyste",34.200000000000003,1,"szt","PLN","23%","",4,null,null,null,null,"5907577485054",null,null,"ARIA",null,null,"",null,4,null,"https://www.ospel.pl/sites/all/pliki/import/image/podtynk/aria/szary_mat/gph-1us_m_70_d.jpg","",null,"16A 250V~, IP44, zaciski gwintowe","","",null,null,null,"SZARY MAT",null,"","71 mm","71 mm","28 mm",null,null,"2025-03-03",null,"","https://www.ospel.pl/sites/all/pliki/import/image/podtynk/aria/szary_mat/gph-1us_m_70_d.jpg","27.33.13.0","8536 69 90"]
[355,"GPH-1USP/m/00/d     ","Gniazdo bryzgoszczelne z uziemieniem schuko IP-44 wieczko przezroczyste z przesłonami torów prądowych",27.3,1,"szt","PLN","23%","",10,null,null,null,null,"5907577482329",null,null,"ARIA",null,null,"",null,10,null,"https://www.ospel.pl/sites/all/pliki/import/image/podtynk/aria/bialy/gph-1usp_m_00_d.jpg","",null,"16A 250V~, IP44, zaciski gwintowe","","",null,null,null,"BIAŁY",null,"","71 mm","71 mm","28 mm",null,null,"2025-03-03",null,"","https://www.ospel.pl/sites/all/pliki/import/image/podtynk/aria/bialy/gph-1usp_m_00_d.jpg","27.33.13.0","8536 69 90"]
[356,"GPH-1USP/m/18/d     ","Gniazdo bryzgoszczelne z uziemieniem schuko IP-44 z przesłonami torów prądowych wieczko przezroczyste",34.700000000000003,1,"szt","PLN","23%","",4,null,null,null,null,"5907577483289",null,null,"ARIA",null,null,"",null,4,null,"https://www.ospel.pl/sites/all/pliki/import/image/podtynk/aria/srebro/gph-1usp_m_18_d.jpg","",null,"16A 250V~, IP44, zaciski gwintowe","","",null,null,null,"SREBRO",null,"","71 mm","71 mm","28 mm",null,null,"2025-03-03",null,"","https://www.ospel.pl/sites/all/pliki/import/image/podtynk/aria/srebro/gph-1usp_m_18_d.jpg","27.33.13.0","8536 69 90"]
[357,"GPH-1USP/m/27/d     ","Gniazdo bryzgoszczelne z uziemieniem schuko IP-44 wieczko przezroczyste z przesłonami torów prądowych",27.3,1,"szt","PLN","23%","",10,null,null,null,null,"5907577492038",null,null,"ARIA",null,null,"",null,10,null,"https://www.ospel.pl/sites/all/pliki/import/image/podtynk/aria/ecru/gph-1usp_m_27_d.jpg","",null,"16A 250V~, IP44, zaciski gwintowe","","",null,null,null,"ECRU",null,"","71 mm","71 mm","28 mm",null,null,"2025-03-03",null,"","https://www.ospel.pl/sites/all/pliki/import/image/podtynk/aria/ecru/gph-1usp_m_27_d.jpg","27.33.13.0","8536 69 90"]
[358,"GPH-1USP/m/33/d     ","Gniazdo bryzgoszczelne z uziemieniem schuko IP-44 z przesłonami torów prądowych wieczko przezroczyste",34.700000000000003,1,"szt","PLN","23%","",4,null,null,null,null,"5907577484170",null,null,"ARIA",null,null,"",null,4,null,"https://www.ospel.pl/sites/all/pliki/import/image/podtynk/aria/czarny/gph-1usp_m_33_d.jpg","",null,"16A 250V~, IP44, zaciski gwintowe","","",null,null,null,"CZARNY METALIK",null,"","71 mm","71 mm","28 mm",null,null,"2025-03-03",null,"","https://www.ospel.pl/sites/all/pliki/import/image/podtynk/aria/czarny/gph-1usp_m_33_d.jpg","27.33.13.0","8536 69 90"]
[359,"GPH-1USP/m/70/d     ","Gniazdo bryzgoszczelne z uziemieniem schuko IP-44 z przesłonami torów prądowych wieczko przezroczyste",34.700000000000003,1,"szt","PLN","23%","",4,null,null,null,null,"5907577485061",null,null,"ARIA",null,null,"",null,4,null,"https://www.ospel.pl/sites/all/pliki/import/image/podtynk/aria/szary_mat/gph-1usp_m_70_d.jpg","",null,"16A 250V~, IP44, zaciski gwintowe","","",null,null,null,"SZARY MAT",null,"","71 mm","71 mm","28 mm",null,null,"2025-03-03",null,"","https://www.ospel.pl/sites/all/pliki/import/image/podtynk/aria/szary_mat/gph-1usp_m_70_d.jpg","27.33.13.0","8536 69 90"]
[360,"GPH-1UZ/m/00/d      ","Gniazdo bryzgoszczelne z uziemieniem IP-44 wieczko przezroczyste",24.8,1,"szt","PLN","23%","",10,null,null,null,null,"5907577482299",null,null,"ARIA",null,null,"",null,10,null,"https://www.ospel.pl/sites/all/pliki/import/image/podtynk/aria/bialy/gph-1uz_m_00_d.jpg","",null,"16A 250V~, IP44, zaciski gwintowe","","",null,null,null,"BIAŁY",null,"0,087 kg","71 mm","71 mm","24 mm",null,null,"2025-03-03",null,"","https://www.ospel.pl/sites/all/pliki/import/image/podtynk/aria/bialy/gph-1uz_m_00_d.jpg","27.33.13.0","8536 69 90"]
[361,"GPH-1UZ/m/00/w      ","Gniazdo bryzgoszczelne z uziemieniem IP-44 wieczko w kolorze wyrobu",24.8,1,"szt","PLN","23%","",10,null,null,null,null,"5907577497088",null,null,"ARIA",null,null,"",null,10,null,"https://www.ospel.pl/sites/all/pliki/import/image/podtynk/aria/bialy/gph-1uz_m_00_w.jpg","",null,"16A 250V~, IP44, zaciski gwintowe","","",null,null,null,"BIAŁY",null,"0,089 kg","71 mm","71 mm","24 mm",null,null,"2025-03-03",null,"","https://www.ospel.pl/sites/all/pliki/import/image/podtynk/aria/bialy/gph-1uz_m_00_w.jpg","27.33.13.0","8536 69 90"]
[362,"GPH-1UZ/m/18/d      ","Gniazdo bryzgoszczelne z uziemieniem IP-44 wieczko przezroczyste",32.4,1,"szt","PLN","23%","",4,null,null,null,null,"5907577483258",null,null,"ARIA",null,null,"",null,4,null,"https://www.ospel.pl/sites/all/pliki/import/image/podtynk/aria/srebro/gph-1uz_m_18_d.jpg","",null,"16A 250V~, IP44, zaciski gwintowe","","",null,null,null,"SREBRO",null,"0,087 kg","71 mm","71 mm","24 mm",null,null,"2025-03-03",null,"","https://www.ospel.pl/sites/all/pliki/import/image/podtynk/aria/srebro/gph-1uz_m_18_d.jpg","27.33.13.0","8536 69 90"]
[363,"GPH-1UZ/m/27/d      ","Gniazdo bryzgoszczelne z uziemieniem IP-44 wieczko przezroczyste",24.8,1,"szt","PLN","23%","",10,null,null,null,null,"5907577492007",null,null,"ARIA",null,null,"",null,10,null,"https://www.ospel.pl/sites/all/pliki/import/image/podtynk/aria/ecru/gph-1uz_m_27_d.jpg","",null,"16A 250V~, IP44, zaciski gwintowe","","",null,null,null,"ECRU",null,"0,087 kg","71 mm","71 mm","24 mm",null,null,"2025-03-03",null,"","https://www.ospel.pl/sites/all/pliki/import/image/podtynk/aria/ecru/gph-1uz_m_27_d.jpg","27.33.13.0","8536 69 90"]
[364,"GPH-1UZ/m/27/w      ","Gniazdo bryzgoszczelne z uziemieniem IP-44 wieczko w kolorze wyrobu",24.8,1,"szt","PLN","23%","",10,null,null,null,null,"5907577497101",null,null,"ARIA",null,null,"",null,10,null,"https://www.ospel.pl/sites/all/pliki/import/image/podtynk/aria/ecru/gph-1uz_m_27_w.jpg","",null,"16A 250V~, IP44, zaciski gwintowe","","",null,null,null,"ECRU",null,"0,089 kg","71 mm","71 mm","24 mm",null,null,"2025-03-03",null,"","https://www.ospel.pl/sites/all/pliki/import/image/podtynk/aria/ecru/gph-1uz_m_27_w.jpg","27.33.13.0","8536 69 90"]
[365,"GPH-1UZ/m/33/d      ","Gniazdo bryzgoszczelne z uziemieniem IP-44 wieczko przezroczyste",32.4,1,"szt","PLN","23%","",4,null,null,null,null,"5907577484149",null,null,"ARIA",null,null,"",null,4,null,"https://www.ospel.pl/sites/all/pliki/import/image/podtynk/aria/czarny/gph-1uz_m_33_d.jpg","",null,"16A 250V~, IP44, zaciski gwintowe","","",null,null,null,"CZARNY METALIK",null,"0,087 kg","71 mm","71 mm","24 mm",null,null,"2025-03-03",null,"","https://www.ospel.pl/sites/all/pliki/import/image/podtynk/aria/czarny/gph-1uz_m_33_d.jpg","27.33.13.0","8536 69 90"]
[366,"GPH-1UZ/m/70/d      ","Gniazdo bryzgoszczelne z uziemieniem IP-44 wieczko przezroczyste",32.4,1,"szt","PLN","23%","",4,null,null,null,null,"5907577485030",null,null,"ARIA",null,null,"",null,4,null,"https://www.ospel.pl/sites/all/pliki/import/image/podtynk/aria/szary_mat/gph-1uz_m_70_d.jpg","",null,"16A 250V~, IP44, zaciski gwintowe","","",null,null,null,"SZARY MAT",null,"0,087 kg","71 mm","71 mm","24 mm",null,null,"2025-03-03",null,"","https://www.ospel.pl/sites/all/pliki/import/image/podtynk/aria/szary_mat/gph-1uz_m_70_d.jpg","27.33.13.0","8536 69 90"]
[367,"GPH-1UZP/m/00/d     ","Gniazdo bryzgoszczelne z uziemieniem IP-44 z przesłonami torów prądowych wieczko przezroczyste",25.6,1,"szt","PLN","23%","",10,null,null,null,null,"5907577482305",null,null,"ARIA",null,null,"",null,10,null,"https://www.ospel.pl/sites/all/pliki/import/image/podtynk/aria/bialy/gph-1uzp_m_00_d.jpg","",null,"16A 250V~, IP44, zaciski gwintowe","","",null,null,null,"BIAŁY",null,"0,089 kg","71 mm","71 mm","24 mm",null,null,"2025-03-03",null,"","https://www.ospel.pl/sites/all/pliki/import/image/podtynk/aria/bialy/gph-1uzp_m_00_d.jpg","27.33.13.0","8536 69 90"]
[368,"GPH-1UZP/m/18/d     ","Gniazdo bryzgoszczelne z uziemieniem IP-44 z przesłonami torów prądowych wieczko przezroczyste",33.6,1,"szt","PLN","23%","",4,null,null,null,null,"5907577483265",null,null,"ARIA",null,null,"",null,4,null,"https://www.ospel.pl/sites/all/pliki/import/image/podtynk/aria/srebro/gph-1uzp_m_18_d.jpg","",null,"16A 250V~, IP44, zaciski gwintowe","","",null,null,null,"SREBRO",null,"0,089 kg","71 mm","71 mm","24 mm",null,null,"2025-03-03",null,"","https://www.ospel.pl/sites/all/pliki/import/image/podtynk/aria/srebro/gph-1uzp_m_18_d.jpg","27.33.13.0","8536 69 90"]
[369,"GPH-1UZP/m/27/d     ","Gniazdo bryzgoszczelne z uziemieniem IP-44 z przesłonami torów prądowych wieczko przezroczyste",25.6,1,"szt","PLN","23%","",10,null,null,null,null,"5907577492014",null,null,"ARIA",null,null,"",null,10,null,"https://www.ospel.pl/sites/all/pliki/import/image/podtynk/aria/ecru/gph-1uzp_m_27_d.jpg","",null,"16A 250V~, IP44, zaciski gwintowe","","",null,null,null,"ECRU",null,"0,089 kg","71 mm","71 mm","24 mm",null,null,"2025-03-03",null,"","https://www.ospel.pl/sites/all/pliki/import/image/podtynk/aria/ecru/gph-1uzp_m_27_d.jpg","27.33.13.0","8536 69 90"]
[370,"GPH-1UZP/m/33/d     ","Gniazdo bryzgoszczelne z uziemieniem IP-44 z przesłonami torów prądowych wieczko przezroczyste",33.6,1,"szt","PLN","23%","",4,null,null,null,null,"5907577484156",null,null,"ARIA",null,null,"",null,4,null,"https://www.ospel.pl/sites/all/pliki/import/image/podtynk/aria/czarny/gph-1uzp_m_33_d.jpg","",null,"16A 250V~, IP44, zaciski gwintowe","","",null,null,null,"CZARNY METALIK",null,"0,089 kg","71 mm","71 mm","24 mm",null,null,"2025-03-03",null,"","https://www.ospel.pl/sites/all/pliki/import/image/podtynk/aria/czarny/gph-1uzp_m_33_d.jpg","27.33.13.0","8536 69 90"]
[371,"GPH-1UZP/m/70/d     ","Gniazdo bryzgoszczelne z uziemieniem IP-44 z przesłonami torów prądowych wieczko przezroczyste",33.6,1,"szt","PLN","23%","",4,null,null,null,null,"5907577485047",null,null,"ARIA",null,null,"",null,4,null,"https://www.ospel.pl/sites/all/pliki/import/image/podtynk/aria/szary_mat/gph-1uzp_m_70_d.jpg","",null,"16A 250V~, IP44, zaciski gwintowe","","",null,null,null,"SZARY MAT",null,"0,089 kg","71 mm","71 mm","24 mm",null,null,"2025-03-03",null,"","https://www.ospel.pl/sites/all/pliki/import/image/podtynk/aria/szary_mat/gph-1uzp_m_70_d.jpg","27.33.13.0","8536 69 90"]
[372,"GPK-1U/K/m/00       ","Gniazdo komputerowe pojedyncze, kat. 5e MMC",54.1,1,"szt","PLN","23%","",10,null,null,null,null,"5907577482596",null,null,"ARIA",null,null,"",null,10,null,"https://www.ospel.pl/sites/all/pliki/import/image/podtynk/aria/bialy/gpk-1u_k_m_00.jpg","",null,"Złącze IDC","","",null,null,null,"BIAŁY",null,"0,058 kg","71 mm","71 mm","22 mm",null,null,"2025-03-03",null,"","https://www.ospel.pl/sites/all/pliki/import/image/podtynk/aria/bialy/gpk-1u_k_m_00.jpg","26.30.30.0","8517 18 00"]
[373,"GPK-1U/K/m/18       ","Gniazdo komputerowe pojedyncze, kat. 5e MMC",59.7,1,"szt","PLN","23%","",4,null,null,null,null,"5907577483555",null,null,"ARIA",null,null,"",null,4,null,"https://www.ospel.pl/sites/all/pliki/import/image/podtynk/aria/srebro/gpk-1u_k_m_18.jpg","",null,"Złącze IDC","","",null,null,null,"SREBRO",null,"0,058 kg","71 mm","71 mm","22 mm",null,null,"2025-03-03",null,"","https://www.ospel.pl/sites/all/pliki/import/image/podtynk/aria/srebro/gpk-1u_k_m_18.jpg","26.30.30.0","8517 18 00"]
[374,"GPK-1U/K/m/27       ","Gniazdo komputerowe pojedyncze, kat. 5e MMC",54.1,1,"szt","PLN","23%","",10,null,null,null,null,"5907577492304",null,null,"ARIA",null,null,"",null,10,null,"https://www.ospel.pl/sites/all/pliki/import/image/podtynk/aria/ecru/gpk-1u_k_m_27.jpg","",null,"Złącze IDC","","",null,null,null,"ECRU",null,"0,058 kg","71 mm","71 mm","22 mm",null,null,"2025-03-03",null,"","https://www.ospel.pl/sites/all/pliki/import/image/podtynk/aria/ecru/gpk-1u_k_m_27.jpg","26.30.30.0","8517 18 00"]
[375,"GPK-1U/K/m/33       ","Gniazdo komputerowe pojedyncze, kat. 5e MMC",59.7,1,"szt","PLN","23%","",4,null,null,null,null,"5907577484446",null,null,"ARIA",null,null,"",null,4,null,"https://www.ospel.pl/sites/all/pliki/import/image/podtynk/aria/czarny/gpk-1u_k_m_33.jpg","",null,"Złącze IDC","","",null,null,null,"CZARNY METALIK",null,"0,058 kg","71 mm","71 mm","22 mm",null,null,"2025-03-03",null,"","https://www.ospel.pl/sites/all/pliki/import/image/podtynk/aria/czarny/gpk-1u_k_m_33.jpg","26.30.30.0","8517 18 00"]
[376,"GPK-1U/K/m/70       ","Gniazdo komputerowe pojedyncze, kat. 5e MMC",59.7,1,"szt","PLN","23%","",4,null,null,null,null,"5907577485337",null,null,"ARIA",null,null,"",null,4,null,"https://www.ospel.pl/sites/all/pliki/import/image/podtynk/aria/szary_mat/gpk-1u_k_m_70.jpg","",null,"Złącze IDC","","",null,null,null,"SZARY MAT",null,"0,058 kg","71 mm","71 mm","22 mm",null,null,"2025-03-03",null,"","https://www.ospel.pl/sites/all/pliki/import/image/podtynk/aria/szary_mat/gpk-1u_k_m_70.jpg","26.30.30.0","8517 18 00"]
[377,"GPK-1U/p/00         ","Obudowa gniazda pojedynczego typu Keystone prosta",11,1,"szt","PLN","23%","",10,null,null,null,null,"5907577482602",null,null,"ARIA",null,null,"",null,10,null,"https://www.ospel.pl/sites/all/pliki/import/image/podtynk/aria/bialy/gpk-1u_p_00.jpg","",null,"","","",null,null,null,"BIAŁY",null,"0,050 kg","71 mm","71 mm","22 mm",null,null,"2025-03-03",null,"","https://www.ospel.pl/sites/all/pliki/import/image/podtynk/aria/bialy/gpk-1u_p_00.jpg","26.30.30.0","8517 18 00"]
[378,"GPK-1U/p/18         ","Obudowa gniazda pojedynczego typu Keystone prosta",16.399999999999999,1,"szt","PLN","23%","",4,null,null,null,null,"5907577483562",null,null,"ARIA",null,null,"",null,4,null,"https://www.ospel.pl/sites/all/pliki/import/image/podtynk/aria/srebro/gpk-1u_p_18.jpg","",null,"","","",null,null,null,"SREBRO",null,"0,050 kg","71 mm","71 mm","22 mm",null,null,"2025-03-03",null,"","https://www.ospel.pl/sites/all/pliki/import/image/podtynk/aria/srebro/gpk-1u_p_18.jpg","26.30.30.0","8517 18 00"]
[379,"GPK-1U/p/27         ","Obudowa gniazda pojedynczego typu Keystone prosta",11,1,"szt","PLN","23%","",10,null,null,null,null,"5907577492311",null,null,"ARIA",null,null,"",null,10,null,"https://www.ospel.pl/sites/all/pliki/import/image/podtynk/aria/ecru/gpk-1u_p_27.jpg","",null,"","","",null,null,null,"ECRU",null,"0,050 kg","71 mm","71 mm","22 mm",null,null,"2025-03-03",null,"","https://www.ospel.pl/sites/all/pliki/import/image/podtynk/aria/ecru/gpk-1u_p_27.jpg","26.30.30.0","8517 18 00"]
[380,"GPK-1U/p/33         ","Obudowa gniazda pojedynczego typu Keystone prosta",16.399999999999999,1,"szt","PLN","23%","",4,null,null,null,null,"5907577484453",null,null,"ARIA",null,null,"",null,4,null,"https://www.ospel.pl/sites/all/pliki/import/image/podtynk/aria/czarny/gpk-1u_p_33.jpg","",null,"","","",null,null,null,"CZARNY METALIK",null,"0,050 kg","71 mm","71 mm","22 mm",null,null,"2025-03-03",null,"","https://www.ospel.pl/sites/all/pliki/import/image/podtynk/aria/czarny/gpk-1u_p_33.jpg","26.30.30.0","8517 18 00"]
[381,"GPK-1U/p/70         ","Obudowa gniazda pojedynczego typu Keystone prosta",16.399999999999999,1,"szt","PLN","23%","",4,null,null,null,null,"5907577485344",null,null,"ARIA",null,null,"",null,4,null,"https://www.ospel.pl/sites/all/pliki/import/image/podtynk/aria/szary_mat/gpk-1u_p_70.jpg","",null,"","","",null,null,null,"SZARY MAT",null,"0,050 kg","71 mm","71 mm","22 mm",null,null,"2025-03-03",null,"","https://www.ospel.pl/sites/all/pliki/import/image/podtynk/aria/szary_mat/gpk-1u_p_70.jpg","26.30.30.0","8517 18 00"]
[382,"GPK-1UP/p/00        ","Obudowa gniazda pojedynczego z przesłoną typu Keystone prosta",17.3,1,"szt","PLN","23%","",10,null,null,null,null,"5907577482923",null,null,"ARIA",null,null,"",null,10,null,"https://www.ospel.pl/sites/all/pliki/import/image/podtynk/aria/bialy/gpk-1up_p_00.jpg","",null,"","","",null,null,null,"BIAŁY",null,"","71 mm","71 mm","22 mm",null,null,"2025-03-03",null,"","https://www.ospel.pl/sites/all/pliki/import/image/podtynk/aria/bialy/gpk-1up_p_00.jpg","26.30.30.0","8517 18 00"]
[383,"GPK-1UP/p/18        ","Obudowa gniazda pojedynczego z przesłoną typu Keystone prosta",21.7,1,"szt","PLN","23%","",4,null,null,null,null,"5907577483876",null,null,"ARIA",null,null,"",null,4,null,"https://www.ospel.pl/sites/all/pliki/import/image/podtynk/aria/srebro/gpk-1up_p_18.jpg","",null,"","","",null,null,null,"SREBRO",null,"","","","",null,null,"2025-03-03",null,"","https://www.ospel.pl/sites/all/pliki/import/image/podtynk/aria/srebro/gpk-1up_p_18.jpg","26.30.30.0","8517 18 00"]
[384,"GPK-1UP/p/27        ","Obudowa gniazda pojedynczego z przesłoną typu Keystone prosta",17.3,1,"szt","PLN","23%","",10,null,null,null,null,"5907577492625",null,null,"ARIA",null,null,"",null,10,null,"https://www.ospel.pl/sites/all/pliki/import/image/podtynk/aria/ecru/gpk-1up_p_27.jpg","",null,"","","",null,null,null,"ECRU",null,"","","","",null,null,"2025-03-03",null,"","https://www.ospel.pl/sites/all/pliki/import/image/podtynk/aria/ecru/gpk-1up_p_27.jpg","26.30.30.0","8517 18 00"]
[385,"GPK-1UP/p/33        ","Obudowa gniazda pojedynczego z przesłoną typu Keystone prosta",21.7,1,"szt","PLN","23%","",4,null,null,null,null,"5907577484767",null,null,"ARIA",null,null,"",null,4,null,"https://www.ospel.pl/sites/all/pliki/import/image/podtynk/aria/czarny/gpk-1up_p_33.jpg","",null,"","","",null,null,null,"CZARNY METALIK",null,"","","","",null,null,"2025-03-03",null,"","https://www.ospel.pl/sites/all/pliki/import/image/podtynk/aria/czarny/gpk-1up_p_33.jpg","26.30.30.0","8517 18 00"]
[386,"GPK-1UP/p/70        ","Obudowa gniazda pojedynczego z przesłoną typu Keystone prosta",21.7,1,"szt","PLN","23%","",4,null,null,null,null,"5907577485658",null,null,"ARIA",null,null,"",null,4,null,"https://www.ospel.pl/sites/all/pliki/import/image/podtynk/aria/szary_mat/gpk-1up_p_70.jpg","",null,"","","",null,null,null,"SZARY MAT",null,"","","","",null,null,"2025-03-03",null,"","https://www.ospel.pl/sites/all/pliki/import/image/podtynk/aria/szary_mat/gpk-1up_p_70.jpg","26.30.30.0","8517 18 00"]
[387,"GPK-1US/p/00        ","Obudowa gniazda pojedynczego typu Keystone skośna",11.1,1,"szt","PLN","23%","",10,null,null,null,null,"5907577482619",null,null,"ARIA",null,null,"",null,10,null,"https://www.ospel.pl/sites/all/pliki/import/image/podtynk/aria/bialy/gpk-1us_p_00.jpg","",null,"","","",null,null,null,"BIAŁY",null,"","71 mm","71 mm","21 mm",null,null,"2025-03-03",null,"","https://www.ospel.pl/sites/all/pliki/import/image/podtynk/aria/bialy/gpk-1us_p_00.jpg","26.30.30.0","8517 18 00"]
[388,"GPK-1US/p/18        ","Obudowa gniazda pojedynczego typu Keystone skośna",16.600000000000001,1,"szt","PLN","23%","",4,null,null,null,null,"5907577483579",null,null,"ARIA",null,null,"",null,4,null,"https://www.ospel.pl/sites/all/pliki/import/image/podtynk/aria/srebro/gpk-1us_p_18.jpg","",null,"","","",null,null,null,"SREBRO",null,"","71 mm","71 mm","21 mm",null,null,"2025-03-03",null,"","https://www.ospel.pl/sites/all/pliki/import/image/podtynk/aria/srebro/gpk-1us_p_18.jpg","26.30.30.0","8517 18 00"]
[389,"GPK-1US/p/27        ","Obudowa gniazda pojedynczego typu Keystone skośna",11.1,1,"szt","PLN","23%","",10,null,null,null,null,"5907577492328",null,null,"ARIA",null,null,"",null,10,null,"https://www.ospel.pl/sites/all/pliki/import/image/podtynk/aria/ecru/gpk-1us_p_27.jpg","",null,"","","",null,null,null,"ECRU",null,"","71 mm","71 mm","21 mm",null,null,"2025-03-03",null,"","https://www.ospel.pl/sites/all/pliki/import/image/podtynk/aria/ecru/gpk-1us_p_27.jpg","26.30.30.0","8517 18 00"]
[390,"GPK-1US/p/33        ","Obudowa gniazda pojedynczego typu Keystone skośna",16.600000000000001,1,"szt","PLN","23%","",4,null,null,null,null,"5907577484460",null,null,"ARIA",null,null,"",null,4,null,"https://www.ospel.pl/sites/all/pliki/import/image/podtynk/aria/czarny/gpk-1us_p_33.jpg","",null,"","","",null,null,null,"CZARNY METALIK",null,"","71 mm","71 mm","21 mm",null,null,"2025-03-03",null,"","https://www.ospel.pl/sites/all/pliki/import/image/podtynk/aria/czarny/gpk-1us_p_33.jpg","26.30.30.0","8517 18 00"]
[391,"GPK-1US/p/70        ","Obudowa gniazda pojedynczego typu Keystone skośna",16.600000000000001,1,"szt","PLN","23%","",4,null,null,null,null,"5907577485351",null,null,"ARIA",null,null,"",null,4,null,"https://www.ospel.pl/sites/all/pliki/import/image/podtynk/aria/szary_mat/gpk-1us_p_70.jpg","",null,"","","",null,null,null,"SZARY MAT",null,"","71 mm","71 mm","21 mm",null,null,"2025-03-03",null,"","https://www.ospel.pl/sites/all/pliki/import/image/podtynk/aria/szary_mat/gpk-1us_p_70.jpg","26.30.30.0","8517 18 00"]
[392,"GPK-2U/K/m/00       ","Gniazdo komputerowe podwójne, kat. 5e MMC",89,1,"szt","PLN","23%","",10,null,null,null,null,"5907577482626",null,null,"ARIA",null,null,"",null,10,null,"https://www.ospel.pl/sites/all/pliki/import/image/podtynk/aria/bialy/gpk-2u_k_m_00.jpg","",null,"Złącze IDC","","",null,null,null,"BIAŁY",null,"0,067 kg","71 mm","71 mm","26 mm",null,null,"2025-03-03",null,"","https://www.ospel.pl/sites/all/pliki/import/image/podtynk/aria/bialy/gpk-2u_k_m_00.jpg","26.30.30.0","8517 18 00"]
[393,"GPK-2U/K/m/18       ","Gniazdo komputerowe podwójne, kat. 5e MMC",94.7,1,"szt","PLN","23%","",4,null,null,null,null,"5907577483586",null,null,"ARIA",null,null,"",null,4,null,"https://www.ospel.pl/sites/all/pliki/import/image/podtynk/aria/srebro/gpk-2u_k_m_18.jpg","",null,"Złącze IDC","","",null,null,null,"SREBRO",null,"0,067 kg","71 mm","71 mm","26 mm",null,null,"2025-03-03",null,"","https://www.ospel.pl/sites/all/pliki/import/image/podtynk/aria/srebro/gpk-2u_k_m_18.jpg","26.30.30.0","8517 18 00"]
[394,"GPK-2U/K/m/27       ","Gniazdo komputerowe podwójne, kat. 5e MMC",89,1,"szt","PLN","23%","",10,null,null,null,null,"5907577492335",null,null,"ARIA",null,null,"",null,10,null,"https://www.ospel.pl/sites/all/pliki/import/image/podtynk/aria/ecru/gpk-2u_k_m_27.jpg","",null,"Złącze IDC","","",null,null,null,"ECRU",null,"0,067 kg","71 mm","71 mm","26 mm",null,null,"2025-03-03",null,"","https://www.ospel.pl/sites/all/pliki/import/image/podtynk/aria/ecru/gpk-2u_k_m_27.jpg","26.30.30.0","8517 18 00"]
[395,"GPK-2U/K/m/33       ","Gniazdo komputerowe podwójne, kat. 5e MMC",94.7,1,"szt","PLN","23%","",4,null,null,null,null,"5907577484477",null,null,"ARIA",null,null,"",null,4,null,"https://www.ospel.pl/sites/all/pliki/import/image/podtynk/aria/czarny/gpk-2u_k_m_33.jpg","",null,"Złącze IDC","","",null,null,null,"CZARNY METALIK",null,"0,067 kg","71 mm","71 mm","26 mm",null,null,"2025-03-03",null,"","https://www.ospel.pl/sites/all/pliki/import/image/podtynk/aria/czarny/gpk-2u_k_m_33.jpg","26.30.30.0","8517 18 00"]
[396,"GPK-2U/K/m/70       ","Gniazdo komputerowe podwójne, kat. 5e MMC",94.7,1,"szt","PLN","23%","",4,null,null,null,null,"5907577485368",null,null,"ARIA",null,null,"",null,4,null,"https://www.ospel.pl/sites/all/pliki/import/image/podtynk/aria/szary_mat/gpk-2u_k_m_70.jpg","",null,"Złącze IDC","","",null,null,null,"SZARY MAT",null,"0,067 kg","71 mm","71 mm","26 mm",null,null,"2025-03-03",null,"","https://www.ospel.pl/sites/all/pliki/import/image/podtynk/aria/szary_mat/gpk-2u_k_m_70.jpg","26.30.30.0","8517 18 00"]
[397,"GPK-2U/p/00         ","Obudowa gniazda podwójnego typu Keystone prosta",11,1,"szt","PLN","23%","",10,null,null,null,null,"5907577482633",null,null,"ARIA",null,null,"",null,10,null,"https://www.ospel.pl/sites/all/pliki/import/image/podtynk/aria/bialy/gpk-2u_p_00.jpg","",null,"","","",null,null,null,"BIAŁY",null,"0,049 kg","71 mm","71 mm","22 mm",null,null,"2025-03-03",null,"","https://www.ospel.pl/sites/all/pliki/import/image/podtynk/aria/bialy/gpk-2u_p_00.jpg","26.30.30.0","8517 18 00"]
[398,"GPK-2U/p/18         ","Obudowa gniazda podwójnego typu Keystone prosta",16.399999999999999,1,"szt","PLN","23%","",4,null,null,null,null,"5907577483593",null,null,"ARIA",null,null,"",null,4,null,"https://www.ospel.pl/sites/all/pliki/import/image/podtynk/aria/srebro/gpk-2u_p_18.jpg","",null,"","","",null,null,null,"SREBRO",null,"0,049 kg","71 mm","71 mm","22 mm",null,null,"2025-03-03",null,"","https://www.ospel.pl/sites/all/pliki/import/image/podtynk/aria/srebro/gpk-2u_p_18.jpg","26.30.30.0","8517 18 00"]
[399,"GPK-2U/p/27         ","Obudowa gniazda podwójnego typu Keystone prosta",11,1,"szt","PLN","23%","",10,null,null,null,null,"5907577492342",null,null,"ARIA",null,null,"",null,10,null,"https://www.ospel.pl/sites/all/pliki/import/image/podtynk/aria/ecru/gpk-2u_p_27.jpg","",null,"","","",null,null,null,"ECRU",null,"0,049 kg","71 mm","71 mm","22 mm",null,null,"2025-03-03",null,"","https://www.ospel.pl/sites/all/pliki/import/image/podtynk/aria/ecru/gpk-2u_p_27.jpg","26.30.30.0","8517 18 00"]
[400,"GPK-2U/p/33         ","Obudowa gniazda podwójnego typu Keystone prosta",16.399999999999999,1,"szt","PLN","23%","",4,null,null,null,null,"5907577484484",null,null,"ARIA",null,null,"",null,4,null,"https://www.ospel.pl/sites/all/pliki/import/image/podtynk/aria/czarny/gpk-2u_p_33.jpg","",null,"","","",null,null,null,"CZARNY METALIK",null,"0,049 kg","71 mm","71 mm","22 mm",null,null,"2025-03-03",null,"","https://www.ospel.pl/sites/all/pliki/import/image/podtynk/aria/czarny/gpk-2u_p_33.jpg","26.30.30.0","8517 18 00"]
[401,"GPK-2U/p/70         ","Obudowa gniazda podwójnego typu Keystone prosta",16.399999999999999,1,"szt","PLN","23%","",4,null,null,null,null,"5907577485375",null,null,"ARIA",null,null,"",null,4,null,"https://www.ospel.pl/sites/all/pliki/import/image/podtynk/aria/szary_mat/gpk-2u_p_70.jpg","",null,"","","",null,null,null,"SZARY MAT",null,"0,049 kg","71 mm","71 mm","22 mm",null,null,"2025-03-03",null,"","https://www.ospel.pl/sites/all/pliki/import/image/podtynk/aria/szary_mat/gpk-2u_p_70.jpg","26.30.30.0","8517 18 00"]
[402,"GPK-2UP/p/00        ","Obudowa gniazda podwójnego z przesłoną typu Keystone prosta",20.9,1,"szt","PLN","23%","",10,null,null,null,null,"5907577482930",null,null,"ARIA",null,null,"",null,10,null,"https://www.ospel.pl/sites/all/pliki/import/image/podtynk/aria/bialy/gpk-2up_p_00.jpg","",null,"","","",null,null,null,"BIAŁY",null,"","71 mm","71 mm","22 mm",null,null,"2025-03-03",null,"","https://www.ospel.pl/sites/all/pliki/import/image/podtynk/aria/bialy/gpk-2up_p_00.jpg","26.30.30.0","8517 18 00"]
[403,"GPK-2UP/p/18        ","Obudowa gniazda podwójnego z przesłoną typu Keystone prosta",26.3,1,"szt","PLN","23%","",4,null,null,null,null,"5907577483883",null,null,"ARIA",null,null,"",null,4,null,"https://www.ospel.pl/sites/all/pliki/import/image/podtynk/aria/srebro/gpk-2up_p_18.jpg","",null,"","","",null,null,null,"SREBRO",null,"","","","",null,null,"2025-03-03",null,"","https://www.ospel.pl/sites/all/pliki/import/image/podtynk/aria/srebro/gpk-2up_p_18.jpg","26.30.30.0","8517 18 00"]
[404,"GPK-2UP/p/27        ","Obudowa gniazda podwójnego z przesłoną typu Keystone prosta",20.9,1,"szt","PLN","23%","",10,null,null,null,null,"5907577492632",null,null,"ARIA",null,null,"",null,10,null,"https://www.ospel.pl/sites/all/pliki/import/image/podtynk/aria/ecru/gpk-2up_p_27.jpg","",null,"","","",null,null,null,"ECRU",null,"","","","",null,null,"2025-03-03",null,"","https://www.ospel.pl/sites/all/pliki/import/image/podtynk/aria/ecru/gpk-2up_p_27.jpg","26.30.30.0","8517 18 00"]
[405,"GPK-2UP/p/33        ","Obudowa gniazda podwójnego z przesłoną typu Keystone prosta",26.3,1,"szt","PLN","23%","",4,null,null,null,null,"5907577484774",null,null,"ARIA",null,null,"",null,4,null,"https://www.ospel.pl/sites/all/pliki/import/image/podtynk/aria/czarny/gpk-2up_p_33.jpg","",null,"","","",null,null,null,"CZARNY METALIK",null,"","","","",null,null,"2025-03-03",null,"","https://www.ospel.pl/sites/all/pliki/import/image/podtynk/aria/czarny/gpk-2up_p_33.jpg","26.30.30.0","8517 18 00"]
[406,"GPK-2UP/p/70        ","Obudowa gniazda podwójnego z przesłoną typu Keystone prosta",26.3,1,"szt","PLN","23%","",4,null,null,null,null,"5907577485665",null,null,"ARIA",null,null,"",null,4,null,"https://www.ospel.pl/sites/all/pliki/import/image/podtynk/aria/szary_mat/gpk-2up_p_70.jpg","",null,"","","",null,null,null,"SZARY MAT",null,"","","","",null,null,"2025-03-03",null,"","https://www.ospel.pl/sites/all/pliki/import/image/podtynk/aria/szary_mat/gpk-2up_p_70.jpg","26.30.30.0","8517 18 00"]
[407,"GPK-2US/p/00        ","Obudowa gniazda podwójnego typu Keystone skośna",11.1,1,"szt","PLN","23%","",10,null,null,null,null,"5907577482640",null,null,"ARIA",null,null,"",null,10,null,"https://www.ospel.pl/sites/all/pliki/import/image/podtynk/aria/bialy/gpk-2us_p_00.jpg","",null,"","","",null,null,null,"BIAŁY",null,"","71 mm","71 mm","21 mm",null,null,"2025-03-03",null,"","https://www.ospel.pl/sites/all/pliki/import/image/podtynk/aria/bialy/gpk-2us_p_00.jpg","26.30.30.0","8517 18 00"]
[408,"GPK-2US/p/18        ","Obudowa gniazda podwójnego typu Keystone skośna",16.7,1,"szt","PLN","23%","",4,null,null,null,null,"5907577483609",null,null,"ARIA",null,null,"",null,4,null,"https://www.ospel.pl/sites/all/pliki/import/image/podtynk/aria/srebro/gpk-2us_p_18.jpg","",null,"","","",null,null,null,"SREBRO",null,"","71 mm","71 mm","21 mm",null,null,"2025-03-03",null,"","https://www.ospel.pl/sites/all/pliki/import/image/podtynk/aria/srebro/gpk-2us_p_18.jpg","26.30.30.0","8517 18 00"]
[409,"GPK-2US/p/27        ","Obudowa gniazda podwójnego typu Keystone skośna",11.1,1,"szt","PLN","23%","",10,null,null,null,null,"5907577492359",null,null,"ARIA",null,null,"",null,10,null,"https://www.ospel.pl/sites/all/pliki/import/image/podtynk/aria/ecru/gpk-2us_p_27.jpg","",null,"","","",null,null,null,"ECRU",null,"","71 mm","71 mm","21 mm",null,null,"2025-03-03",null,"","https://www.ospel.pl/sites/all/pliki/import/image/podtynk/aria/ecru/gpk-2us_p_27.jpg","26.30.30.0","8517 18 00"]
[410,"GPK-2US/p/33        ","Obudowa gniazda podwójnego typu Keystone skośna",16.7,1,"szt","PLN","23%","",4,null,null,null,null,"5907577484491",null,null,"ARIA",null,null,"",null,4,null,"https://www.ospel.pl/sites/all/pliki/import/image/podtynk/aria/czarny/gpk-2us_p_33.jpg","",null,"","","",null,null,null,"CZARNY METALIK",null,"","71 mm","71 mm","21 mm",null,null,"2025-03-03",null,"","https://www.ospel.pl/sites/all/pliki/import/image/podtynk/aria/czarny/gpk-2us_p_33.jpg","26.30.30.0","8517 18 00"]
[411,"GPK-2US/p/70        ","Obudowa gniazda podwójnego typu Keystone skośna",16.7,1,"szt","PLN","23%","",4,null,null,null,null,"5907577485382",null,null,"ARIA",null,null,"",null,4,null,"https://www.ospel.pl/sites/all/pliki/import/image/podtynk/aria/szary_mat/gpk-2us_p_70.jpg","",null,"","","",null,null,null,"SZARY MAT",null,"","71 mm","71 mm","21 mm",null,null,"2025-03-03",null,"","https://www.ospel.pl/sites/all/pliki/import/image/podtynk/aria/szary_mat/gpk-2us_p_70.jpg","26.30.30.0","8517 18 00"]
[412,"GPPK-1U/m/00        ","Przyłącz kablowy ",24.3,1,"szt","PLN","23%","",10,null,null,null,null,"5907577482718",null,null,"ARIA",null,null,"",null,10,null,"https://www.ospel.pl/sites/all/pliki/import/image/podtynk/aria/bialy/gppk-1u_m_00.jpg","",null,"5x4mm2 zaciski gwintowe","","",null,null,null,"BIAŁY",null,"","71 mm","71 mm","21 mm",null,null,"2025-03-03",null,"","https://www.ospel.pl/sites/all/pliki/import/image/podtynk/aria/bialy/gppk-1u_m_00.jpg","27.33.13.0","8536 90 10"]
[413,"GPPK-1U/m/18        ","Przyłącz kablowy ",32.799999999999997,1,"szt","PLN","23%","",4,null,null,null,null,"5907577483678",null,null,"ARIA",null,null,"",null,4,null,"https://www.ospel.pl/sites/all/pliki/import/image/podtynk/aria/srebro/gppk-1u_m_18.jpg","",null,"5x4mm2 zaciski gwintowe","","",null,null,null,"SREBRO",null,"","71 mm","71 mm","21 mm",null,null,"2025-03-03",null,"","https://www.ospel.pl/sites/all/pliki/import/image/podtynk/aria/srebro/gppk-1u_m_18.jpg","27.33.13.0","8536 90 10"]
[414,"GPPK-1U/m/27        ","Przyłącz kablowy ",24.3,1,"szt","PLN","23%","",10,null,null,null,null,"5907577492427",null,null,"ARIA",null,null,"",null,10,null,"https://www.ospel.pl/sites/all/pliki/import/image/podtynk/aria/ecru/gppk-1u_m_27.jpg","",null,"5x4mm2 zaciski gwintowe","","",null,null,null,"ECRU",null,"","71 mm","71 mm","21 mm",null,null,"2025-03-03",null,"","https://www.ospel.pl/sites/all/pliki/import/image/podtynk/aria/ecru/gppk-1u_m_27.jpg","27.33.13.0","8536 90 10"]
[415,"GPPK-1U/m/33        ","Przyłącz kablowy ",32.799999999999997,1,"szt","PLN","23%","",4,null,null,null,null,"5907577484569",null,null,"ARIA",null,null,"",null,4,null,"https://www.ospel.pl/sites/all/pliki/import/image/podtynk/aria/czarny/gppk-1u_m_33.jpg","",null,"5x4mm2 zaciski gwintowe","","",null,null,null,"CZARNY METALIK",null,"","71 mm","71 mm","21 mm",null,null,"2025-03-03",null,"","https://www.ospel.pl/sites/all/pliki/import/image/podtynk/aria/czarny/gppk-1u_m_33.jpg","27.33.13.0","8536 90 10"]
[416,"GPPK-1U/m/70        ","Przyłącz kablowy ",32.799999999999997,1,"szt","PLN","23%","",4,null,null,null,null,"5907577485450",null,null,"ARIA",null,null,"",null,4,null,"https://www.ospel.pl/sites/all/pliki/import/image/podtynk/aria/szary_mat/gppk-1u_m_70.jpg","",null,"5x4mm2 zaciski gwintowe","","",null,null,null,"SZARY MAT",null,"","71 mm","71 mm","21 mm",null,null,"2025-03-03",null,"","https://www.ospel.pl/sites/all/pliki/import/image/podtynk/aria/szary_mat/gppk-1u_m_70.jpg","27.33.13.0","8536 90 10"]
[417,"GPT-1U/m/00         ","Gniazdo telefoniczne pojedyncze ",31.9,1,"szt","PLN","23%","",10,null,null,null,null,"5907577482565",null,null,"ARIA",null,null,"",null,10,null,"https://www.ospel.pl/sites/all/pliki/import/image/podtynk/aria/bialy/gpt-1u_m_00.jpg","",null,"Zaciski gwintowe","","",null,null,null,"BIAŁY",null,"","71 mm","71 mm","23 mm",null,null,"2025-03-03",null,"","https://www.ospel.pl/sites/all/pliki/import/image/podtynk/aria/bialy/gpt-1u_m_00.jpg","26.30.30.0","8517 18 00"]
[418,"GPT-1U/m/18         ","Gniazdo telefoniczne pojedyncze ",42.8,1,"szt","PLN","23%","",4,null,null,null,null,"5907577483524",null,null,"ARIA",null,null,"",null,4,null,"https://www.ospel.pl/sites/all/pliki/import/image/podtynk/aria/srebro/gpt-1u_m_18.jpg","",null,"Zaciski gwintowe","","",null,null,null,"SREBRO",null,"","71 mm","71 mm","23 mm",null,null,"2025-03-03",null,"","https://www.ospel.pl/sites/all/pliki/import/image/podtynk/aria/srebro/gpt-1u_m_18.jpg","26.30.30.0","8517 18 00"]
[419,"GPT-1U/m/27         ","Gniazdo telefoniczne pojedyncze ",31.9,1,"szt","PLN","23%","",10,null,null,null,null,"5907577492274",null,null,"ARIA",null,null,"",null,10,null,"https://www.ospel.pl/sites/all/pliki/import/image/podtynk/aria/ecru/gpt-1u_m_27.jpg","",null,"Zaciski gwintowe","","",null,null,null,"ECRU",null,"","71 mm","71 mm","23 mm",null,null,"2025-03-03",null,"","https://www.ospel.pl/sites/all/pliki/import/image/podtynk/aria/ecru/gpt-1u_m_27.jpg","26.30.30.0","8517 18 00"]
[420,"GPT-1U/m/33         ","Gniazdo telefoniczne pojedyncze ",42.8,1,"szt","PLN","23%","",4,null,null,null,null,"5907577484415",null,null,"ARIA",null,null,"",null,4,null,"https://www.ospel.pl/sites/all/pliki/import/image/podtynk/aria/czarny/gpt-1u_m_33.jpg","",null,"Zaciski gwintowe","","",null,null,null,"CZARNY METALIK",null,"","71 mm","71 mm","23 mm",null,null,"2025-03-03",null,"","https://www.ospel.pl/sites/all/pliki/import/image/podtynk/aria/czarny/gpt-1u_m_33.jpg","26.30.30.0","8517 18 00"]
[421,"GPT-1U/m/70         ","Gniazdo telefoniczne pojedyncze ",42.8,1,"szt","PLN","23%","",4,null,null,null,null,"5907577485306",null,null,"ARIA",null,null,"",null,4,null,"https://www.ospel.pl/sites/all/pliki/import/image/podtynk/aria/szary_mat/gpt-1u_m_70.jpg","",null,"Zaciski gwintowe","","",null,null,null,"SZARY MAT",null,"","71 mm","71 mm","23 mm",null,null,"2025-03-03",null,"","https://www.ospel.pl/sites/all/pliki/import/image/podtynk/aria/szary_mat/gpt-1u_m_70.jpg","26.30.30.0","8517 18 00"]
[422,"GPT-2UN/m/00        ","Gniazdo telefoniczne podwójne niezależne ",46.9,1,"szt","PLN","23%","",10,null,null,null,null,"5907577482572",null,null,"ARIA",null,null,"",null,10,null,"https://www.ospel.pl/sites/all/pliki/import/image/podtynk/aria/bialy/gpt-2un_m_00.jpg","",null,"Zaciski gwintowe","","",null,null,null,"BIAŁY",null,"","71 mm","71 mm","23 mm",null,null,"2025-03-03",null,"","https://www.ospel.pl/sites/all/pliki/import/image/podtynk/aria/bialy/gpt-2un_m_00.jpg","26.30.30.0","8517 18 00"]
[423,"GPT-2UN/m/18        ","Gniazdo telefoniczne podwójne niezależne ",54.1,1,"szt","PLN","23%","",4,null,null,null,null,"5907577483531",null,null,"ARIA",null,null,"",null,4,null,"https://www.ospel.pl/sites/all/pliki/import/image/podtynk/aria/srebro/gpt-2un_m_18.jpg","",null,"Zaciski gwintowe","","",null,null,null,"SREBRO",null,"","71 mm","71 mm","23 mm",null,null,"2025-03-03",null,"","https://www.ospel.pl/sites/all/pliki/import/image/podtynk/aria/srebro/gpt-2un_m_18.jpg","26.30.30.0","8517 18 00"]
[424,"GPT-2UN/m/27        ","Gniazdo telefoniczne podwójne niezależne ",46.9,1,"szt","PLN","23%","",10,null,null,null,null,"5907577492281",null,null,"ARIA",null,null,"",null,10,null,"https://www.ospel.pl/sites/all/pliki/import/image/podtynk/aria/ecru/gpt-2un_m_27.jpg","",null,"Zaciski gwintowe","","",null,null,null,"ECRU",null,"","71 mm","71 mm","23 mm",null,null,"2025-03-03",null,"","https://www.ospel.pl/sites/all/pliki/import/image/podtynk/aria/ecru/gpt-2un_m_27.jpg","26.30.30.0","8517 18 00"]
[425,"GPT-2UN/m/33        ","Gniazdo telefoniczne podwójne niezależne ",54.1,1,"szt","PLN","23%","",4,null,null,null,null,"5907577484422",null,null,"ARIA",null,null,"",null,4,null,"https://www.ospel.pl/sites/all/pliki/import/image/podtynk/aria/czarny/gpt-2un_m_33.jpg","",null,"Zaciski gwintowe","","",null,null,null,"CZARNY METALIK",null,"","71 mm","71 mm","23 mm",null,null,"2025-03-03",null,"","https://www.ospel.pl/sites/all/pliki/import/image/podtynk/aria/czarny/gpt-2un_m_33.jpg","26.30.30.0","8517 18 00"]
[426,"GPT-2UN/m/70        ","Gniazdo telefoniczne podwójne niezależne ",54.1,1,"szt","PLN","23%","",4,null,null,null,null,"5907577485313",null,null,"ARIA",null,null,"",null,4,null,"https://www.ospel.pl/sites/all/pliki/import/image/podtynk/aria/szary_mat/gpt-2un_m_70.jpg","",null,"Zaciski gwintowe","","",null,null,null,"SZARY MAT",null,"","71 mm","71 mm","23 mm",null,null,"2025-03-03",null,"","https://www.ospel.pl/sites/all/pliki/import/image/podtynk/aria/szary_mat/gpt-2un_m_70.jpg","26.30.30.0","8517 18 00"]
[427,"GPT-2UR/m/00        ","Gniazdo telefoniczne podwójne równoległe ",46.9,1,"szt","PLN","23%","",10,null,null,null,null,"5907577482589",null,null,"ARIA",null,null,"",null,10,null,"https://www.ospel.pl/sites/all/pliki/import/image/podtynk/aria/bialy/gpt-2ur_m_00.jpg","",null,"Zaciski gwintowe","","",null,null,null,"BIAŁY",null,"","71 mm","71 mm","23 mm",null,null,"2025-03-03",null,"","https://www.ospel.pl/sites/all/pliki/import/image/podtynk/aria/bialy/gpt-2ur_m_00.jpg","26.30.30.0","8517 18 00"]
[428,"GPT-2UR/m/18        ","Gniazdo telefoniczne podwójne równoległe ",54.1,1,"szt","PLN","23%","",4,null,null,null,null,"5907577483548",null,null,"ARIA",null,null,"",null,4,null,"https://www.ospel.pl/sites/all/pliki/import/image/podtynk/aria/srebro/gpt-2ur_m_18.jpg","",null,"Zaciski gwintowe","","",null,null,null,"SREBRO",null,"","71 mm","71 mm","23 mm",null,null,"2025-03-03",null,"","https://www.ospel.pl/sites/all/pliki/import/image/podtynk/aria/srebro/gpt-2ur_m_18.jpg","26.30.30.0","8517 18 00"]
[429,"GPT-2UR/m/27        ","Gniazdo telefoniczne podwójne równoległe ",46.9,1,"szt","PLN","23%","",10,null,null,null,null,"5907577492298",null,null,"ARIA",null,null,"",null,10,null,"https://www.ospel.pl/sites/all/pliki/import/image/podtynk/aria/ecru/gpt-2ur_m_27.jpg","",null,"Zaciski gwintowe","","",null,null,null,"ECRU",null,"","71 mm","71 mm","23 mm",null,null,"2025-03-03",null,"","https://www.ospel.pl/sites/all/pliki/import/image/podtynk/aria/ecru/gpt-2ur_m_27.jpg","26.30.30.0","8517 18 00"]
[430,"GPT-2UR/m/33        ","Gniazdo telefoniczne podwójne równoległe ",54.1,1,"szt","PLN","23%","",4,null,null,null,null,"5907577484439",null,null,"ARIA",null,null,"",null,4,null,"https://www.ospel.pl/sites/all/pliki/import/image/podtynk/aria/czarny/gpt-2ur_m_33.jpg","",null,"Zaciski gwintowe","","",null,null,null,"CZARNY METALIK",null,"","71 mm","71 mm","23 mm",null,null,"2025-03-03",null,"","https://www.ospel.pl/sites/all/pliki/import/image/podtynk/aria/czarny/gpt-2ur_m_33.jpg","26.30.30.0","8517 18 00"]
[431,"GPT-2UR/m/70        ","Gniazdo telefoniczne podwójne równoległe ",54.1,1,"szt","PLN","23%","",4,null,null,null,null,"5907577485320",null,null,"ARIA",null,null,"",null,4,null,"https://www.ospel.pl/sites/all/pliki/import/image/podtynk/aria/szary_mat/gpt-2ur_m_70.jpg","",null,"Zaciski gwintowe","","",null,null,null,"SZARY MAT",null,"","71 mm","71 mm","23 mm",null,null,"2025-03-03",null,"","https://www.ospel.pl/sites/all/pliki/import/image/podtynk/aria/szary_mat/gpt-2ur_m_70.jpg","26.30.30.0","8517 18 00"]
[432,"ŁP-10U/m/00         ","Łącznik podwójny schodowy ",32.4,1,"szt","PLN","23%","",10,null,null,null,null,"5907577482169",null,null,"ARIA",null,null,"",null,10,null,"https://www.ospel.pl/sites/all/pliki/import/image/podtynk/aria/bialy/lp-10u_m_00.jpg","",null,"10AX/250~, IP-20 zaciski bezgwintowe","","",null,null,null,"BIAŁY",null,"0,084 kg","71 mm","71 mm","25 mm",null,null,"2025-03-03",null,"https://www.ospel.pl/sites/all/pliki/import/image/schematy/lacznik_podwojny_schodowy.jpg","https://www.ospel.pl/sites/all/pliki/import/image/podtynk/aria/bialy/lp-10u_m_00.jpg","27.33.11.0","8536 50 07"]
[433,"ŁP-10U/m/18         ","Łącznik podwójny schodowy ",35.6,1,"szt","PLN","23%","",4,null,null,null,null,"5907577483142",null,null,"ARIA",null,null,"",null,4,null,"https://www.ospel.pl/sites/all/pliki/import/image/podtynk/aria/srebro/lp-10u_m_18.jpg","",null,"10AX/250~, IP-20 zaciski bezgwintowe","","",null,null,null,"SREBRO",null,"0,084 kg","71 mm","71 mm","25 mm",null,null,"2025-03-03",null,"https://www.ospel.pl/sites/all/pliki/import/image/schematy/lacznik_podwojny_schodowy.jpg","https://www.ospel.pl/sites/all/pliki/import/image/podtynk/aria/srebro/lp-10u_m_18.jpg","27.33.11.0","8536 50 07"]
[434,"ŁP-10U/m/27         ","Łącznik podwójny schodowy ",32.4,1,"szt","PLN","23%","",10,null,null,null,null,"5907577491871",null,null,"ARIA",null,null,"",null,10,null,"https://www.ospel.pl/sites/all/pliki/import/image/podtynk/aria/ecru/lp-10u_m_27.jpg","",null,"10AX/250~, IP-20 zaciski bezgwintowe","","",null,null,null,"ECRU",null,"0,084 kg","71 mm","71 mm","25 mm",null,null,"2025-03-03",null,"https://www.ospel.pl/sites/all/pliki/import/image/schematy/lacznik_podwojny_schodowy.jpg","https://www.ospel.pl/sites/all/pliki/import/image/podtynk/aria/ecru/lp-10u_m_27.jpg","27.33.11.0","8536 50 07"]
[435,"ŁP-10U/m/33         ","Łącznik podwójny schodowy ",35.6,1,"szt","PLN","23%","",4,null,null,null,null,"5907577484033",null,null,"ARIA",null,null,"",null,4,null,"https://www.ospel.pl/sites/all/pliki/import/image/podtynk/aria/czarny/lp-10u_m_33.jpg","",null,"10AX/250~, IP-20 zaciski bezgwintowe","","",null,null,null,"CZARNY METALIK",null,"0,084 kg","71 mm","71 mm","25 mm",null,null,"2025-03-03",null,"https://www.ospel.pl/sites/all/pliki/import/image/schematy/lacznik_podwojny_schodowy.jpg","https://www.ospel.pl/sites/all/pliki/import/image/podtynk/aria/czarny/lp-10u_m_33.jpg","27.33.11.0","8536 50 07"]
[436,"ŁP-10U/m/70         ","Łącznik podwójny schodowy ",35.6,1,"szt","PLN","23%","",4,null,null,null,null,"5907577484927",null,null,"ARIA",null,null,"",null,4,null,"https://www.ospel.pl/sites/all/pliki/import/image/podtynk/aria/szary_mat/lp-10u_m_70.jpg","",null,"10AX/250~, IP-20 zaciski bezgwintowe","","",null,null,null,"SZARY MAT",null,"0,084 kg","71 mm","71 mm","25 mm",null,null,"2025-03-03",null,"https://www.ospel.pl/sites/all/pliki/import/image/schematy/lacznik_podwojny_schodowy.jpg","https://www.ospel.pl/sites/all/pliki/import/image/podtynk/aria/szary_mat/lp-10u_m_70.jpg","27.33.11.0","8536 50 07"]
[437,"ŁP-11U/m/00         ","Łącznik dwubiegunowy ",25.1,1,"szt","PLN","23%","",10,null,null,null,null,"5907577482138",null,null,"ARIA",null,null,"",null,10,null,"https://www.ospel.pl/sites/all/pliki/import/image/podtynk/aria/bialy/lp-11u_m_00.jpg","",null,"10AX/250~, IP-20 zaciski bezgwintowe","","",null,null,null,"BIAŁY",null,"0,075 kg","71 mm","71 mm","25 mm",null,null,"2025-03-03",null,"https://www.ospel.pl/sites/all/pliki/import/image/schematy/lacznik_dwubiegunowy.jpg","https://www.ospel.pl/sites/all/pliki/import/image/podtynk/aria/bialy/lp-11u_m_00.jpg","27.33.11.0","8536 50 07"]
[438,"ŁP-11U/m/18         ","Łącznik dwubiegunowy ",30.2,1,"szt","PLN","23%","",4,null,null,null,null,"5907577483111",null,null,"ARIA",null,null,"",null,4,null,"https://www.ospel.pl/sites/all/pliki/import/image/podtynk/aria/srebro/lp-11u_m_18.jpg","",null,"10AX/250~, IP-20 zaciski bezgwintowe","","",null,null,null,"SREBRO",null,"0,075 kg","71 mm","71 mm","25 mm",null,null,"2025-03-03",null,"https://www.ospel.pl/sites/all/pliki/import/image/schematy/lacznik_dwubiegunowy.jpg","https://www.ospel.pl/sites/all/pliki/import/image/podtynk/aria/srebro/lp-11u_m_18.jpg","27.33.11.0","8536 50 07"]
[439,"ŁP-11U/m/27         ","Łącznik dwubiegunowy ",25.1,1,"szt","PLN","23%","",10,null,null,null,null,"5907577491840",null,null,"ARIA",null,null,"",null,10,null,"https://www.ospel.pl/sites/all/pliki/import/image/podtynk/aria/ecru/lp-11u_m_27.jpg","",null,"10AX/250~, IP-20 zaciski bezgwintowe","","",null,null,null,"ECRU",null,"0,075 kg","71 mm","71 mm","25 mm",null,null,"2025-03-03",null,"https://www.ospel.pl/sites/all/pliki/import/image/schematy/lacznik_dwubiegunowy.jpg","https://www.ospel.pl/sites/all/pliki/import/image/podtynk/aria/ecru/lp-11u_m_27.jpg","27.33.11.0","8536 50 07"]
[440,"ŁP-11U/m/33         ","Łącznik dwubiegunowy ",30.2,1,"szt","PLN","23%","",4,null,null,null,null,"5907577484002",null,null,"ARIA",null,null,"",null,4,null,"https://www.ospel.pl/sites/all/pliki/import/image/podtynk/aria/czarny/lp-11u_m_33.jpg","",null,"10AX/250~, IP-20 zaciski bezgwintowe","","",null,null,null,"CZARNY METALIK",null,"0,075 kg","71 mm","71 mm","25 mm",null,null,"2025-03-03",null,"https://www.ospel.pl/sites/all/pliki/import/image/schematy/lacznik_dwubiegunowy.jpg","https://www.ospel.pl/sites/all/pliki/import/image/podtynk/aria/czarny/lp-11u_m_33.jpg","27.33.11.0","8536 50 07"]
[441,"ŁP-11U/m/70         ","Łącznik dwubiegunowy ",30.2,1,"szt","PLN","23%","",4,null,null,null,null,"5907577484897",null,null,"ARIA",null,null,"",null,4,null,"https://www.ospel.pl/sites/all/pliki/import/image/podtynk/aria/szary_mat/lp-11u_m_70.jpg","",null,"10AX/250~, IP-20 zaciski bezgwintowe","","",null,null,null,"SZARY MAT",null,"0,075 kg","71 mm","71 mm","25 mm",null,null,"2025-03-03",null,"https://www.ospel.pl/sites/all/pliki/import/image/schematy/lacznik_dwubiegunowy.jpg","https://www.ospel.pl/sites/all/pliki/import/image/podtynk/aria/szary_mat/lp-11u_m_70.jpg","27.33.11.0","8536 50 07"]
[442,"ŁP-12US/m/00        ","Łącznik kontrolny z podświetleniem pomarańczowym",27.7,1,"szt","PLN","23%","",10,null,null,null,null,"5907577482145",null,null,"ARIA",null,null,"",null,10,null,"https://www.ospel.pl/sites/all/pliki/import/image/podtynk/aria/bialy/lp-12us_m_00.jpg","",null,"10AX/250~, IP-20 zaciski bezgwintowe","","",null,null,null,"BIAŁY",null,"","71 mm","71 mm","25 mm",null,null,"2025-03-03",null,"","https://www.ospel.pl/sites/all/pliki/import/image/podtynk/aria/bialy/lp-12us_m_00.jpg","27.33.11.0","8536 50 07"]
[443,"ŁP-12US/m/18        ","Łącznik kontrolny z podświetleniem niebieskim",32.700000000000003,1,"szt","PLN","23%","",4,null,null,null,null,"5907577483128",null,null,"ARIA",null,null,"",null,4,null,"https://www.ospel.pl/sites/all/pliki/import/image/podtynk/aria/srebro/lp-12us_m_18.jpg","",null,"10AX/250~, IP-20 zaciski bezgwintowe","","",null,null,null,"SREBRO",null,"","71 mm","71 mm","25 mm",null,null,"2025-03-03",null,"","https://www.ospel.pl/sites/all/pliki/import/image/podtynk/aria/srebro/lp-12us_m_18.jpg","27.33.11.0","8536 50 07"]
[444,"ŁP-12US/m/27        ","Łącznik kontrolny z podświetleniem pomarańczowym",27.7,1,"szt","PLN","23%","",10,null,null,null,null,"5907577491857",null,null,"ARIA",null,null,"",null,10,null,"https://www.ospel.pl/sites/all/pliki/import/image/podtynk/aria/ecru/lp-12us_m_27.jpg","",null,"10AX/250~, IP-20 zaciski bezgwintowe","","",null,null,null,"ECRU",null,"","71 mm","71 mm","25 mm",null,null,"2025-03-03",null,"","https://www.ospel.pl/sites/all/pliki/import/image/podtynk/aria/ecru/lp-12us_m_27.jpg","27.33.11.0","8536 50 07"]
[445,"ŁP-12US/m/33        ","Łącznik kontrolny z podświetleniem niebieskim",32.700000000000003,1,"szt","PLN","23%","",4,null,null,null,null,"5907577484019",null,null,"ARIA",null,null,"",null,4,null,"https://www.ospel.pl/sites/all/pliki/import/image/podtynk/aria/czarny/lp-12us_m_33.jpg","",null,"10AX/250~, IP-20 zaciski bezgwintowe","","",null,null,null,"CZARNY METALIK",null,"","71 mm","71 mm","25 mm",null,null,"2025-03-03",null,"","https://www.ospel.pl/sites/all/pliki/import/image/podtynk/aria/czarny/lp-12us_m_33.jpg","27.33.11.0","8536 50 07"]
[446,"ŁP-12US/m/70        ","Łącznik kontrolny z podświetleniem niebieskim",32.700000000000003,1,"szt","PLN","23%","",4,null,null,null,null,"5907577484903",null,null,"ARIA",null,null,"",null,4,null,"https://www.ospel.pl/sites/all/pliki/import/image/podtynk/aria/szary_mat/lp-12us_m_70.jpg","",null,"10AX/250~, IP-20 zaciski bezgwintowe","","",null,null,null,"SZARY MAT",null,"","71 mm","71 mm","25 mm",null,null,"2025-03-03",null,"","https://www.ospel.pl/sites/all/pliki/import/image/podtynk/aria/szary_mat/lp-12us_m_70.jpg","27.33.11.0","8536 50 07"]
[447,"ŁP-13U/m/00         ","Łącznik potrójny ",33.6,1,"szt","PLN","23%","",10,null,null,null,null,"5907577482183",null,null,"ARIA",null,null,"",null,10,null,"https://www.ospel.pl/sites/all/pliki/import/image/podtynk/aria/bialy/lp-13u_m_00.jpg","",null,"10AX/250~, IP-20 zaciski bezgwintowe","","",null,null,null,"BIAŁY",null,"","71 mm","71 mm","25 mm",null,null,"2025-03-03",null,"","https://www.ospel.pl/sites/all/pliki/import/image/podtynk/aria/bialy/lp-13u_m_00.jpg","27.33.11.0","8536 50 07"]
[448,"ŁP-13U/m/18         ","Łącznik potrójny ",43.2,1,"szt","PLN","23%","",4,null,null,null,null,"5907577483166",null,null,"ARIA",null,null,"",null,4,null,"https://www.ospel.pl/sites/all/pliki/import/image/podtynk/aria/srebro/lp-13u_m_18.jpg","",null,"10AX/250~, IP-20 zaciski bezgwintowe","","",null,null,null,"SREBRO",null,"","71 mm","71 mm","25 mm",null,null,"2025-03-03",null,"","https://www.ospel.pl/sites/all/pliki/import/image/podtynk/aria/srebro/lp-13u_m_18.jpg","27.33.11.0","8536 50 07"]
[449,"ŁP-13U/m/27         ","Łącznik potrójny ",33.6,1,"szt","PLN","23%","",10,null,null,null,null,"5907577491895",null,null,"ARIA",null,null,"",null,10,null,"https://www.ospel.pl/sites/all/pliki/import/image/podtynk/aria/ecru/lp-13u_m_27.jpg","",null,"10AX/250~, IP-20 zaciski bezgwintowe","","",null,null,null,"ECRU",null,"","71 mm","71 mm","25 mm",null,null,"2025-03-03",null,"","https://www.ospel.pl/sites/all/pliki/import/image/podtynk/aria/ecru/lp-13u_m_27.jpg","27.33.11.0","8536 50 07"]
[450,"ŁP-13U/m/33         ","Łącznik potrójny ",43.2,1,"szt","PLN","23%","",4,null,null,null,null,"5907577484057",null,null,"ARIA",null,null,"",null,4,null,"https://www.ospel.pl/sites/all/pliki/import/image/podtynk/aria/czarny/lp-13u_m_33.jpg","",null,"10AX/250~, IP-20 zaciski bezgwintowe","","",null,null,null,"CZARNY METALIK",null,"","71 mm","71 mm","25 mm",null,null,"2025-03-03",null,"","https://www.ospel.pl/sites/all/pliki/import/image/podtynk/aria/czarny/lp-13u_m_33.jpg","27.33.11.0","8536 50 07"]
[451,"ŁP-13U/m/70         ","Łącznik potrójny ",43.2,1,"szt","PLN","23%","",4,null,null,null,null,"5907577484941",null,null,"ARIA",null,null,"",null,4,null,"https://www.ospel.pl/sites/all/pliki/import/image/podtynk/aria/szary_mat/lp-13u_m_70.jpg","",null,"10AX/250~, IP-20 zaciski bezgwintowe","","",null,null,null,"SZARY MAT",null,"","71 mm","71 mm","25 mm",null,null,"2025-03-03",null,"","https://www.ospel.pl/sites/all/pliki/import/image/podtynk/aria/szary_mat/lp-13u_m_70.jpg","27.33.11.0","8536 50 07"]
[452,"ŁP-15US/m/00        ","Łącznik hotelowy z podświetleniem pomarańczowym",115.5,1,"szt","PLN","23%","",5,null,null,null,null,"5907577482732",null,null,"ARIA",null,null,"",null,5,null,"https://www.ospel.pl/sites/all/pliki/import/image/podtynk/aria/bialy/lp-15us_m_00.jpg","",null,"16A230~, IP-20, zaciski gwintowe","","Tylko na zamówienie",null,null,null,"BIAŁY",null,"","71 mm","71 mm","32 mm",null,null,"2025-03-03",null,"","https://www.ospel.pl/sites/all/pliki/import/image/podtynk/aria/bialy/lp-15us_m_00.jpg","27.33.11.0","8536 50 05"]
[453,"ŁP-15US/m/18        ","Łącznik hotelowy z podświetleniem pomarańczowym",120,1,"szt","PLN","23%","",5,null,null,null,null,"5907577483692",null,null,"ARIA",null,null,"",null,5,null,"https://www.ospel.pl/sites/all/pliki/import/image/podtynk/aria/srebro/lp-15us_m_18.jpg","",null,"16A230~, IP-20, zaciski gwintowe","","Tylko na zamówienie",null,null,null,"SREBRO",null,"","71 mm","71 mm","32 mm",null,null,"2025-03-03",null,"","https://www.ospel.pl/sites/all/pliki/import/image/podtynk/aria/srebro/lp-15us_m_18.jpg","27.33.11.0","8536 50 05"]
[454,"ŁP-15US/m/27        ","Łącznik hotelowy z podświetleniem pomarańczowym",115.5,1,"szt","PLN","23%","",5,null,null,null,null,"5907577492441",null,null,"ARIA",null,null,"",null,5,null,"https://www.ospel.pl/sites/all/pliki/import/image/podtynk/aria/ecru/lp-15us_m_27.jpg","",null,"16A230~, IP-20, zaciski gwintowe","","Tylko na zamówienie",null,null,null,"ECRU",null,"","71 mm","71 mm","32 mm",null,null,"2025-03-03",null,"","https://www.ospel.pl/sites/all/pliki/import/image/podtynk/aria/ecru/lp-15us_m_27.jpg","27.33.11.0","8536 50 05"]
[455,"ŁP-15US/m/33        ","Łącznik hotelowy z podświetleniem pomarańczowym",120,1,"szt","PLN","23%","",5,null,null,null,null,"5907577484583",null,null,"ARIA",null,null,"",null,5,null,"https://www.ospel.pl/sites/all/pliki/import/image/podtynk/aria/czarny/lp-15us_m_33.jpg","",null,"16A230~, IP-20, zaciski gwintowe","","Tylko na zamówienie",null,null,null,"CZARNY METALIK",null,"","71 mm","71 mm","32 mm",null,null,"2025-03-03",null,"","https://www.ospel.pl/sites/all/pliki/import/image/podtynk/aria/czarny/lp-15us_m_33.jpg","27.33.11.0","8536 50 05"]
[456,"ŁP-15US/m/70        ","Łącznik hotelowy z podświetleniem pomarańczowym",120,1,"szt","PLN","23%","",5,null,null,null,null,"5907577485474",null,null,"ARIA",null,null,"",null,5,null,"https://www.ospel.pl/sites/all/pliki/import/image/podtynk/aria/szary_mat/lp-15us_m_70.jpg","",null,"16A230~, IP-20, zaciski gwintowe","","Tylko na zamówienie",null,null,null,"SZARY MAT",null,"","71 mm","71 mm","32 mm",null,null,"2025-03-03",null,"","https://www.ospel.pl/sites/all/pliki/import/image/podtynk/aria/szary_mat/lp-15us_m_70.jpg","27.33.11.0","8536 50 05"]
[457,"ŁP-16U/m/00         ","Elektroniczny czujnik ruchu ",263.3,1,"szt","PLN","23%","",5,null,null,null,null,"5907577482749",null,null,"ARIA",null,null,"",null,5,null,"https://www.ospel.pl/sites/all/pliki/import/image/podtynk/aria/bialy/lp-16u_m_00.jpg","",null,"Zasięg działania do 7 metrów","","Tylko na zamówienie",null,null,null,"BIAŁY",null,"","71 mm","71 mm","31 mm",null,null,"2025-03-03",null,"","https://www.ospel.pl/sites/all/pliki/import/image/podtynk/aria/bialy/lp-16u_m_00.jpg","27.33.11.0","8536 50 05"]
[458,"ŁP-16U/m/18         ","Elektroniczny czujnik ruchu ",278.60000000000002,1,"szt","PLN","23%","",5,null,null,null,null,"5907577483708",null,null,"ARIA",null,null,"",null,5,null,"https://www.ospel.pl/sites/all/pliki/import/image/podtynk/aria/srebro/lp-16u_m_18.jpg","",null,"Zasięg działania do 7 metrów","","Tylko na zamówienie",null,null,null,"SREBRO",null,"","71 mm","71 mm","31 mm",null,null,"2025-03-03",null,"","https://www.ospel.pl/sites/all/pliki/import/image/podtynk/aria/srebro/lp-16u_m_18.jpg","27.33.11.0","8536 50 05"]
[459,"ŁP-16U/m/27         ","Elektroniczny czujnik ruchu ",263.3,1,"szt","PLN","23%","",5,null,null,null,null,"5907577492458",null,null,"ARIA",null,null,"",null,5,null,"https://www.ospel.pl/sites/all/pliki/import/image/podtynk/aria/ecru/lp-16u_m_27.jpg","",null,"Zasięg działania do 7 metrów","","Tylko na zamówienie",null,null,null,"ECRU",null,"","71 mm","71 mm","31 mm",null,null,"2025-03-03",null,"","https://www.ospel.pl/sites/all/pliki/import/image/podtynk/aria/ecru/lp-16u_m_27.jpg","27.33.11.0","8536 50 05"]
[460,"ŁP-16U/m/33         ","Elektroniczny czujnik ruchu ",278.60000000000002,1,"szt","PLN","23%","",5,null,null,null,null,"5907577484590",null,null,"ARIA",null,null,"",null,5,null,"https://www.ospel.pl/sites/all/pliki/import/image/podtynk/aria/czarny/lp-16u_m_33.jpg","",null,"Zasięg działania do 7 metrów","","Tylko na zamówienie",null,null,null,"CZARNY METALIK",null,"","71 mm","71 mm","31 mm",null,null,"2025-03-03",null,"","https://www.ospel.pl/sites/all/pliki/import/image/podtynk/aria/czarny/lp-16u_m_33.jpg","27.33.11.0","8536 50 05"]
[461,"ŁP-16U/m/70         ","Elektroniczny czujnik ruchu ",278.60000000000002,1,"szt","PLN","23%","",5,null,null,null,null,"5907577485481",null,null,"ARIA",null,null,"",null,5,null,"https://www.ospel.pl/sites/all/pliki/import/image/podtynk/aria/szary_mat/lp-16u_m_70.jpg","",null,"Zasięg działania do 7 metrów","","Tylko na zamówienie",null,null,null,"SZARY MAT",null,"","71 mm","71 mm","31 mm",null,null,"2025-03-03",null,"","https://www.ospel.pl/sites/all/pliki/import/image/podtynk/aria/szary_mat/lp-16u_m_70.jpg","27.33.11.0","8536 50 05"]
[462,"ŁP-17U/m/00         ","Łącznik podwójny zwierny ",30.5,1,"szt","PLN","23%","",10,null,null,null,null,"5907577482176",null,null,"ARIA",null,null,"",null,10,null,"https://www.ospel.pl/sites/all/pliki/import/image/podtynk/aria/bialy/lp-2u_m_00.jpg","",null,"10AX/250~, IP-20 zaciski bezgwintowe","","",null,null,null,"BIAŁY",null,"0,076 kg","71 mm","71 mm","25 mm",null,null,"2025-03-03",null,"","https://www.ospel.pl/sites/all/pliki/import/image/podtynk/aria/bialy/lp-2u_m_00.jpg","27.33.11.0","8536 50 07"]
[463,"ŁP-17U/m/18         ","Łącznik podwójny zwierny ",38.700000000000003,1,"szt","PLN","23%","",4,null,null,null,null,"5907577483159",null,null,"ARIA",null,null,"",null,4,null,"https://www.ospel.pl/sites/all/pliki/import/image/podtynk/aria/srebro/lp-17u_m_18.jpg","",null,"10AX/250~, IP-20 zaciski bezgwintowe","","",null,null,null,"SREBRO",null,"0,076 kg","71 mm","71 mm","25 mm",null,null,"2025-03-03",null,"","https://www.ospel.pl/sites/all/pliki/import/image/podtynk/aria/srebro/lp-17u_m_18.jpg","27.33.11.0","8536 50 07"]
[464,"ŁP-17U/m/27         ","Łącznik podwójny zwierny ",30.5,1,"szt","PLN","23%","",10,null,null,null,null,"5907577491888",null,null,"ARIA",null,null,"",null,10,null,"https://www.ospel.pl/sites/all/pliki/import/image/podtynk/aria/ecru/lp-17u_m_27.jpg","",null,"10AX/250~, IP-20 zaciski bezgwintowe","","",null,null,null,"ECRU",null,"0,076 kg","71 mm","71 mm","25 mm",null,null,"2025-03-03",null,"","https://www.ospel.pl/sites/all/pliki/import/image/podtynk/aria/ecru/lp-17u_m_27.jpg","27.33.11.0","8536 50 07"]
[465,"ŁP-17U/m/33         ","Łącznik podwójny zwierny ",38.700000000000003,1,"szt","PLN","23%","",4,null,null,null,null,"5907577484040",null,null,"ARIA",null,null,"",null,4,null,"https://www.ospel.pl/sites/all/pliki/import/image/podtynk/aria/czarny/lp-17u_m_33.jpg","",null,"10AX/250~, IP-20 zaciski bezgwintowe","","",null,null,null,"CZARNY METALIK",null,"0,076 kg","71 mm","71 mm","25 mm",null,null,"2025-03-03",null,"","https://www.ospel.pl/sites/all/pliki/import/image/podtynk/aria/czarny/lp-17u_m_33.jpg","27.33.11.0","8536 50 07"]
[466,"ŁP-17U/m/70         ","Łącznik podwójny zwierny ",38.700000000000003,1,"szt","PLN","23%","",4,null,null,null,null,"5907577484934",null,null,"ARIA",null,null,"",null,4,null,"https://www.ospel.pl/sites/all/pliki/import/image/podtynk/aria/szary_mat/lp-17u_m_70.jpg","",null,"10AX/250~, IP-20 zaciski bezgwintowe","","",null,null,null,"SZARY MAT",null,"0,076 kg","71 mm","71 mm","25 mm",null,null,"2025-03-03",null,"","https://www.ospel.pl/sites/all/pliki/import/image/podtynk/aria/szary_mat/lp-17u_m_70.jpg","27.33.11.0","8536 50 07"]
[467,"ŁP-19U/m/00         ","Łącznik podwójny krzyżowy ",53.9,1,"szt","PLN","23%","",10,null,null,null,null,"5906729017327",null,null,"ARIA",null,null,"",null,10,null,"https://www.ospel.pl/sites/all/pliki/import/image/podtynk/aria/bialy/lp-2u_m_00.jpg","",null,"10AX250~, IP-20 zaciski gwintowe","","",null,null,null,"BIAŁY",null,"","71 mm","71 mm","25 mm",null,null,"2025-03-03",null,"","https://www.ospel.pl/sites/all/pliki/import/image/podtynk/aria/bialy/lp-2u_m_00.jpg","27.33.11.0","8536 50 07"]
[468,"ŁP-19U/m/18         ","Łącznik podwójny krzyżowy ",60.8,1,"szt","PLN","23%","",4,null,null,null,null,"5906729017334",null,null,"ARIA",null,null,"",null,4,null,"https://www.ospel.pl/sites/all/pliki/import/image/podtynk/aria/srebro/lp-2u_m_18.jpg","",null,"10AX250~, IP-20 zaciski gwintowe","","",null,null,null,"SREBRO",null,"","71 mm","71 mm","25 mm",null,null,"2025-03-03",null,"","https://www.ospel.pl/sites/all/pliki/import/image/podtynk/aria/srebro/lp-2u_m_18.jpg","27.33.11.0","8536 50 07"]
[469,"ŁP-19U/m/27         ","Łącznik podwójny krzyżowy ",53.9,1,"szt","PLN","23%","",10,null,null,null,null,"5906729017341",null,null,"ARIA",null,null,"",null,10,null,"https://www.ospel.pl/sites/all/pliki/import/image/podtynk/aria/ecru/lp-2u_m_27.jpg","",null,"10AX250~, IP-20 zaciski gwintowe","","",null,null,null,"ECRU",null,"","71 mm","71 mm","25 mm",null,null,"2025-03-03",null,"","https://www.ospel.pl/sites/all/pliki/import/image/podtynk/aria/ecru/lp-2u_m_27.jpg","27.33.11.0","8536 50 07"]
[470,"ŁP-19U/m/33         ","Łącznik podwójny krzyżowy ",60.8,1,"szt","PLN","23%","",4,null,null,null,null,"5906729017358",null,null,"ARIA",null,null,"",null,4,null,"https://www.ospel.pl/sites/all/pliki/import/image/podtynk/aria/czarny/lp-2u_m_33.jpg","",null,"10AX250~, IP-20 zaciski gwintowe","","",null,null,null,"CZARNY METALIK",null,"","71 mm","71 mm","25 mm",null,null,"2025-03-03",null,"","https://www.ospel.pl/sites/all/pliki/import/image/podtynk/aria/czarny/lp-2u_m_33.jpg","27.33.11.0","8536 50 07"]
[471,"ŁP-19U/m/70         ","Łącznik podwójny krzyżowy ",60.8,1,"szt","PLN","23%","",4,null,null,null,null,"5906729017365",null,null,"ARIA",null,null,"",null,4,null,"https://www.ospel.pl/sites/all/pliki/import/image/podtynk/aria/szary_mat/lp-2u_m_70.jpg","",null,"10AX250~, IP-20 zaciski gwintowe","","",null,null,null,"SZARY MAT",null,"","71 mm","71 mm","25 mm",null,null,"2025-03-03",null,"","https://www.ospel.pl/sites/all/pliki/import/image/podtynk/aria/szary_mat/lp-2u_m_70.jpg","27.33.11.0","8536 50 07"]
[472,"ŁP-1U/m/00          ","Łącznik jednobiegunowy ",18.3,1,"szt","PLN","23%","",10,null,null,null,null,"5907577482046",null,null,"ARIA",null,null,"",null,10,null,"https://www.ospel.pl/sites/all/pliki/import/image/podtynk/aria/bialy/lp-1u_m_00.jpg","",null,"10AX/250~, IP-20 zaciski bezgwintowe","","",null,null,null,"BIAŁY",null,"0,076 kg","71 mm","71 mm","25 mm",null,null,"2025-03-03",null,"","https://www.ospel.pl/sites/all/pliki/import/image/podtynk/aria/bialy/lp-1u_m_00.jpg","27.33.11.0","8536 50 07"]
[473,"ŁP-1U/m/18          ","Łącznik jednobiegunowy ",27.4,1,"szt","PLN","23%","",4,null,null,null,null,"5907577483029",null,null,"ARIA",null,null,"",null,4,null,"https://www.ospel.pl/sites/all/pliki/import/image/podtynk/aria/srebro/lp-1u_m_18.jpg","",null,"10AX/250~, IP-20 zaciski bezgwintowe","","",null,null,null,"SREBRO",null,"0,076 kg","71 mm","71 mm","25 mm",null,null,"2025-03-03",null,"","https://www.ospel.pl/sites/all/pliki/import/image/podtynk/aria/srebro/lp-1u_m_18.jpg","27.33.11.0","8536 50 07"]
[474,"ŁP-1U/m/27          ","Łącznik jednobiegunowy ",18.3,1,"szt","PLN","23%","",10,null,null,null,null,"5907577491758",null,null,"ARIA",null,null,"",null,10,null,"https://www.ospel.pl/sites/all/pliki/import/image/podtynk/aria/ecru/lp-1u_m_27.jpg","",null,"10AX/250~, IP-20 zaciski bezgwintowe","","",null,null,null,"ECRU",null,"0,076 kg","71 mm","71 mm","25 mm",null,null,"2025-03-03",null,"","https://www.ospel.pl/sites/all/pliki/import/image/podtynk/aria/ecru/lp-1u_m_27.jpg","27.33.11.0","8536 50 07"]
[475,"ŁP-1U/m/33          ","Łącznik jednobiegunowy ",27.4,1,"szt","PLN","23%","",4,null,null,null,null,"5907577483913",null,null,"ARIA",null,null,"",null,4,null,"https://www.ospel.pl/sites/all/pliki/import/image/podtynk/aria/czarny/lp-1u_m_33.jpg","",null,"10AX/250~, IP-20 zaciski bezgwintowe","","",null,null,null,"CZARNY METALIK",null,"0,076 kg","71 mm","71 mm","25 mm",null,null,"2025-03-03",null,"","https://www.ospel.pl/sites/all/pliki/import/image/podtynk/aria/czarny/lp-1u_m_33.jpg","27.33.11.0","8536 50 07"]
[476,"ŁP-1U/m/70          ","Łącznik jednobiegunowy ",27.4,1,"szt","PLN","23%","",4,null,null,null,null,"5907577484804",null,null,"ARIA",null,null,"",null,4,null,"https://www.ospel.pl/sites/all/pliki/import/image/podtynk/aria/szary_mat/lp-1u_m_70.jpg","",null,"10AX/250~, IP-20 zaciski bezgwintowe","","",null,null,null,"SZARY MAT",null,"0,076 kg","71 mm","71 mm","25 mm",null,null,"2025-03-03",null,"","https://www.ospel.pl/sites/all/pliki/import/image/podtynk/aria/szary_mat/lp-1u_m_70.jpg","27.33.11.0","8536 50 07"]
[477,"ŁP-21U/m/00         ","Łącznik zwierny ",19.399999999999999,1,"szt","PLN","23%","",10,null,null,null,null,"5907577482107",null,null,"ARIA",null,null,"",null,10,null,"https://www.ospel.pl/sites/all/pliki/import/image/podtynk/aria/bialy/lp-21u_m_00.jpg","",null,"10AX/250~, IP-20 zaciski bezgwintowe","","",null,null,null,"BIAŁY",null,"0,071 kg","71 mm","71 mm","25 mm",null,null,"2025-03-03",null,"","https://www.ospel.pl/sites/all/pliki/import/image/podtynk/aria/bialy/lp-21u_m_00.jpg","27.33.11.0","8536 50 07"]
[478,"ŁP-21U/m/18         ","Łącznik zwierny ",28.8,1,"szt","PLN","23%","",4,null,null,null,null,"5907577483081",null,null,"ARIA",null,null,"",null,4,null,"https://www.ospel.pl/sites/all/pliki/import/image/podtynk/aria/srebro/lp-21u_m_18.jpg","",null,"10AX/250~, IP-20 zaciski bezgwintowe","","",null,null,null,"SREBRO",null,"0,071 kg","71 mm","71 mm","25 mm",null,null,"2025-03-03",null,"","https://www.ospel.pl/sites/all/pliki/import/image/podtynk/aria/srebro/lp-21u_m_18.jpg","27.33.11.0","8536 50 07"]
[479,"ŁP-21U/m/27         ","Łącznik zwierny ",19.399999999999999,1,"szt","PLN","23%","",10,null,null,null,null,"5907577491819",null,null,"ARIA",null,null,"",null,10,null,"https://www.ospel.pl/sites/all/pliki/import/image/podtynk/aria/ecru/lp-21u_m_27.jpg","",null,"10AX/250~, IP-20 zaciski bezgwintowe","","",null,null,null,"ECRU",null,"0,071 kg","71 mm","71 mm","25 mm",null,null,"2025-03-03",null,"","https://www.ospel.pl/sites/all/pliki/import/image/podtynk/aria/ecru/lp-21u_m_27.jpg","27.33.11.0","8536 50 07"]
[480,"ŁP-21U/m/33         ","Łącznik zwierny ",28.8,1,"szt","PLN","23%","",4,null,null,null,null,"5907577483975",null,null,"ARIA",null,null,"",null,4,null,"https://www.ospel.pl/sites/all/pliki/import/image/podtynk/aria/czarny/lp-21u_m_33.jpg","",null,"10AX/250~, IP-20 zaciski bezgwintowe","","",null,null,null,"CZARNY METALIK",null,"0,071 kg","71 mm","71 mm","25 mm",null,null,"2025-03-03",null,"","https://www.ospel.pl/sites/all/pliki/import/image/podtynk/aria/czarny/lp-21u_m_33.jpg","27.33.11.0","8536 50 07"]
[481,"ŁP-21U/m/70         ","Łącznik zwierny ",28.8,1,"szt","PLN","23%","",4,null,null,null,null,"5907577484866",null,null,"ARIA",null,null,"",null,4,null,"https://www.ospel.pl/sites/all/pliki/import/image/podtynk/aria/szary_mat/lp-21u_m_70.jpg","",null,"10AX/250~, IP-20 zaciski bezgwintowe","","",null,null,null,"SZARY MAT",null,"0,071 kg","71 mm","71 mm","25 mm",null,null,"2025-03-03",null,"","https://www.ospel.pl/sites/all/pliki/import/image/podtynk/aria/szary_mat/lp-21u_m_70.jpg","27.33.11.0","8536 50 07"]
[482,"ŁP-24U/m/00         ","Łącznik potrójny zwierny ",35.700000000000003,1,"szt","PLN","23%","",10,null,null,null,null,"5906729007854",null,null,"ARIA",null,null,"",null,10,null,"https://www.ospel.pl/sites/all/pliki/import/image/podtynk/aria/bialy/lp-13u_m_00.jpg","",null,"10AX/250~, IP-20 zaciski bezgwintowe","","",null,null,null,"BIAŁY",null,"","71 mm","71 mm","25 mm",null,null,"2025-03-03",null,"","https://www.ospel.pl/sites/all/pliki/import/image/podtynk/aria/bialy/lp-13u_m_00.jpg","27.33.11.0","8536 50 07"]
[483,"ŁP-24U/m/18         ","Łącznik potrójny zwierny ",44.6,1,"szt","PLN","23%","",4,null,null,null,null,"5906729007861",null,null,"ARIA",null,null,"",null,4,null,"https://www.ospel.pl/sites/all/pliki/import/image/podtynk/aria/srebro/lp-13u_m_18.jpg","",null,"10AX/250~, IP-20 zaciski bezgwintowe","","",null,null,null,"SREBRO",null,"","71 mm","71 mm","25 mm",null,null,"2025-03-03",null,"","https://www.ospel.pl/sites/all/pliki/import/image/podtynk/aria/srebro/lp-13u_m_18.jpg","27.33.11.0","8536 50 07"]
[484,"ŁP-24U/m/27         ","Łącznik potrójny zwierny ",35.700000000000003,1,"szt","PLN","23%","",10,null,null,null,null,"5906729007878",null,null,"ARIA",null,null,"",null,10,null,"https://www.ospel.pl/sites/all/pliki/import/image/podtynk/aria/ecru/lp-13u_m_27.jpg","",null,"10AX/250~, IP-20 zaciski bezgwintowe","","",null,null,null,"ECRU",null,"","71 mm","71 mm","25 mm",null,null,"2025-03-03",null,"","https://www.ospel.pl/sites/all/pliki/import/image/podtynk/aria/ecru/lp-13u_m_27.jpg","27.33.11.0","8536 50 07"]
[485,"ŁP-24U/m/33         ","Łącznik potrójny zwierny ",44.6,1,"szt","PLN","23%","",4,null,null,null,null,"5906729007885",null,null,"ARIA",null,null,"",null,4,null,"https://www.ospel.pl/sites/all/pliki/import/image/podtynk/aria/czarny/lp-13u_m_33.jpg","",null,"10AX/250~, IP-20 zaciski bezgwintowe","","",null,null,null,"CZARNY METALIK",null,"","71 mm","71 mm","25 mm",null,null,"2025-03-03",null,"","https://www.ospel.pl/sites/all/pliki/import/image/podtynk/aria/czarny/lp-13u_m_33.jpg","27.33.11.0","8536 50 07"]
[486,"ŁP-24U/m/70         ","Łącznik potrójny zwierny ",44.6,1,"szt","PLN","23%","",4,null,null,null,null,"5906729007892",null,null,"ARIA",null,null,"",null,4,null,"https://www.ospel.pl/sites/all/pliki/import/image/podtynk/aria/szary_mat/lp-13u_m_70.jpg","",null,"10AX/250~, IP-20 zaciski bezgwintowe","","",null,null,null,"SZARY MAT",null,"","71 mm","71 mm","25 mm",null,null,"2025-03-03",null,"","https://www.ospel.pl/sites/all/pliki/import/image/podtynk/aria/szary_mat/lp-13u_m_70.jpg","27.33.11.0","8536 50 07"]
[487,"ŁP-2U/m/00          ","Łącznik dwugrupowy świecznikowy ",20.5,1,"szt","PLN","23%","",10,null,null,null,null,"5907577482053",null,null,"ARIA",null,null,"",null,10,null,"https://www.ospel.pl/sites/all/pliki/import/image/podtynk/aria/bialy/lp-2u_m_00.jpg","",null,"10AX/250~, IP-20 zaciski bezgwintowe","","",null,null,null,"BIAŁY",null,"0,084 kg","71 mm","71 mm","25 mm",null,null,"2025-03-03",null,"","https://www.ospel.pl/sites/all/pliki/import/image/podtynk/aria/bialy/lp-2u_m_00.jpg","27.33.11.0","8536 50 07"]
[488,"ŁP-2U/m/18          ","Łącznik dwugrupowy świecznikowy ",31,1,"szt","PLN","23%","",4,null,null,null,null,"5907577483036",null,null,"ARIA",null,null,"",null,4,null,"https://www.ospel.pl/sites/all/pliki/import/image/podtynk/aria/srebro/lp-2u_m_18.jpg","",null,"10AX/250~, IP-20 zaciski bezgwintowe","","",null,null,null,"SREBRO",null,"0,084 kg","71 mm","71 mm","25 mm",null,null,"2025-03-03",null,"","https://www.ospel.pl/sites/all/pliki/import/image/podtynk/aria/srebro/lp-2u_m_18.jpg","27.33.11.0","8536 50 07"]
[489,"ŁP-2U/m/27          ","Łącznik dwugrupowy świecznikowy ",20.5,1,"szt","PLN","23%","",10,null,null,null,null,"5907577491765",null,null,"ARIA",null,null,"",null,10,null,"https://www.ospel.pl/sites/all/pliki/import/image/podtynk/aria/ecru/lp-2u_m_27.jpg","",null,"10AX/250~, IP-20 zaciski bezgwintowe","","",null,null,null,"ECRU",null,"0,084 kg","71 mm","71 mm","25 mm",null,null,"2025-03-03",null,"","https://www.ospel.pl/sites/all/pliki/import/image/podtynk/aria/ecru/lp-2u_m_27.jpg","27.33.11.0","8536 50 07"]
[490,"ŁP-2U/m/33          ","Łącznik dwugrupowy świecznikowy ",31,1,"szt","PLN","23%","",4,null,null,null,null,"5907577483920",null,null,"ARIA",null,null,"",null,4,null,"https://www.ospel.pl/sites/all/pliki/import/image/podtynk/aria/czarny/lp-2u_m_33.jpg","",null,"10AX/250~, IP-20 zaciski bezgwintowe","","",null,null,null,"CZARNY METALIK",null,"0,084 kg","71 mm","71 mm","25 mm",null,null,"2025-03-03",null,"","https://www.ospel.pl/sites/all/pliki/import/image/podtynk/aria/czarny/lp-2u_m_33.jpg","27.33.11.0","8536 50 07"]
[491,"ŁP-2U/m/70          ","Łącznik dwugrupowy świecznikowy ",31,1,"szt","PLN","23%","",4,null,null,null,null,"5907577484811",null,null,"ARIA",null,null,"",null,4,null,"https://www.ospel.pl/sites/all/pliki/import/image/podtynk/aria/szary_mat/lp-2u_m_70.jpg","",null,"10AX/250~, IP-20 zaciski bezgwintowe","","",null,null,null,"SZARY MAT",null,"0,084 kg","71 mm","71 mm","25 mm",null,null,"2025-03-03",null,"","https://www.ospel.pl/sites/all/pliki/import/image/podtynk/aria/szary_mat/lp-2u_m_70.jpg","27.33.11.0","8536 50 07"]
[492,"ŁP-3U/m/00          ","Łącznik schodowy ",20.6,1,"szt","PLN","23%","",10,null,null,null,null,"5907577482060",null,null,"ARIA",null,null,"",null,10,null,"https://www.ospel.pl/sites/all/pliki/import/image/podtynk/aria/bialy/lp-3u_m_00.jpg","",null,"10AX/250~, IP-20 zaciski bezgwintowe","","",null,null,null,"BIAŁY",null,"0,080 kg","71 mm","71 mm","25 mm",null,null,"2025-03-03",null,"","https://www.ospel.pl/sites/all/pliki/import/image/podtynk/aria/bialy/lp-3u_m_00.jpg","27.33.11.0","8536 50 07"]
[493,"ŁP-3U/m/18          ","Łącznik schodowy ",29,1,"szt","PLN","23%","",4,null,null,null,null,"5907577483043",null,null,"ARIA",null,null,"",null,4,null,"https://www.ospel.pl/sites/all/pliki/import/image/podtynk/aria/srebro/lp-3u_m_18.jpg","",null,"10AX/250~, IP-20 zaciski bezgwintowe","","",null,null,null,"SREBRO",null,"0,080 kg","71 mm","71 mm","25 mm",null,null,"2025-03-03",null,"","https://www.ospel.pl/sites/all/pliki/import/image/podtynk/aria/srebro/lp-3u_m_18.jpg","27.33.11.0","8536 50 07"]
[494,"ŁP-3U/m/27          ","Łącznik schodowy ",20.6,1,"szt","PLN","23%","",10,null,null,null,null,"5907577491772",null,null,"ARIA",null,null,"",null,10,null,"https://www.ospel.pl/sites/all/pliki/import/image/podtynk/aria/ecru/lp-3u_m_27.jpg","",null,"10AX/250~, IP-20 zaciski bezgwintowe","","",null,null,null,"ECRU",null,"0,080 kg","71 mm","71 mm","25 mm",null,null,"2025-03-03",null,"","https://www.ospel.pl/sites/all/pliki/import/image/podtynk/aria/ecru/lp-3u_m_27.jpg","27.33.11.0","8536 50 07"]
[495,"ŁP-3U/m/33          ","Łącznik schodowy ",29,1,"szt","PLN","23%","",4,null,null,null,null,"5907577483937",null,null,"ARIA",null,null,"",null,4,null,"https://www.ospel.pl/sites/all/pliki/import/image/podtynk/aria/czarny/lp-3u_m_33.jpg","",null,"10AX/250~, IP-20 zaciski bezgwintowe","","",null,null,null,"CZARNY METALIK",null,"0,080 kg","71 mm","71 mm","25 mm",null,null,"2025-03-03",null,"","https://www.ospel.pl/sites/all/pliki/import/image/podtynk/aria/czarny/lp-3u_m_33.jpg","27.33.11.0","8536 50 07"]
[496,"ŁP-3U/m/70          ","Łącznik schodowy ",29,1,"szt","PLN","23%","",4,null,null,null,null,"5907577484828",null,null,"ARIA",null,null,"",null,4,null,"https://www.ospel.pl/sites/all/pliki/import/image/podtynk/aria/szary_mat/lp-3u_m_70.jpg","",null,"10AX/250~, IP-20 zaciski bezgwintowe","","",null,null,null,"SZARY MAT",null,"0,080 kg","71 mm","71 mm","25 mm",null,null,"2025-03-03",null,"","https://www.ospel.pl/sites/all/pliki/import/image/podtynk/aria/szary_mat/lp-3u_m_70.jpg","27.33.11.0","8536 50 07"]
[497,"ŁP-4U/m/00          ","Łącznik krzyżowy ",28.8,1,"szt","PLN","23%","",10,null,null,null,null,"5907577482077",null,null,"ARIA",null,null,"",null,10,null,"https://www.ospel.pl/sites/all/pliki/import/image/podtynk/aria/bialy/lp-4u_m_00.jpg","",null,"10AX/250~, IP-20 zaciski bezgwintowe","","",null,null,null,"BIAŁY",null,"0,082 kg","71 mm","71 mm","25 mm",null,null,"2025-03-03",null,"","https://www.ospel.pl/sites/all/pliki/import/image/podtynk/aria/bialy/lp-4u_m_00.jpg","27.33.11.0","8536 50 07"]
[498,"ŁP-4U/m/18          ","Łącznik krzyżowy ",34.1,1,"szt","PLN","23%","",4,null,null,null,null,"5907577483050",null,null,"ARIA",null,null,"",null,4,null,"https://www.ospel.pl/sites/all/pliki/import/image/podtynk/aria/srebro/lp-4u_m_18.jpg","",null,"10AX/250~, IP-20 zaciski bezgwintowe","","",null,null,null,"SREBRO",null,"0,082 kg","71 mm","71 mm","25 mm",null,null,"2025-03-03",null,"","https://www.ospel.pl/sites/all/pliki/import/image/podtynk/aria/srebro/lp-4u_m_18.jpg","27.33.11.0","8536 50 07"]
[499,"ŁP-4U/m/27          ","Łącznik krzyżowy ",28.8,1,"szt","PLN","23%","",10,null,null,null,null,"5907577491789",null,null,"ARIA",null,null,"",null,10,null,"https://www.ospel.pl/sites/all/pliki/import/image/podtynk/aria/ecru/lp-4u_m_27.jpg","",null,"10AX/250~, IP-20 zaciski bezgwintowe","","",null,null,null,"ECRU",null,"0,082 kg","71 mm","71 mm","25 mm",null,null,"2025-03-03",null,"","https://www.ospel.pl/sites/all/pliki/import/image/podtynk/aria/ecru/lp-4u_m_27.jpg","27.33.11.0","8536 50 07"]
[504,"ŁP-5U/m/27          ","Łącznik zwierny \"światło\" ",19.399999999999999,1,"szt","PLN","23%","",10,null,null,null,null,"5907577491796",null,null,"ARIA",null,null,"",null,10,null,"https://www.ospel.pl/sites/all/pliki/import/image/podtynk/aria/ecru/lp-5u_m_27.jpg","",null,"10AX/250~, IP-20 zaciski bezgwintowe","","",null,null,null,"ECRU",null,"0,071 kg","71 mm","71 mm","25 mm",null,null,"2025-03-03",null,"","https://www.ospel.pl/sites/all/pliki/import/image/podtynk/aria/ecru/lp-5u_m_27.jpg","27.33.11.0","8536 50 07"]
[509,"ŁP-6U/m/27          ","Łącznik zwierny \"dzwonek\" ",19.399999999999999,1,"szt","PLN","23%","",10,null,null,null,null,"5907577491802",null,null,"ARIA",null,null,"",null,10,null,"https://www.ospel.pl/sites/all/pliki/import/image/podtynk/aria/ecru/lp-6u_m_27.jpg","",null,"10AX/250~, IP-20 zaciski bezgwintowe","","",null,null,null,"ECRU",null,"0,071 kg","71 mm","71 mm","25 mm",null,null,"2025-03-03",null,"","https://www.ospel.pl/sites/all/pliki/import/image/podtynk/aria/ecru/lp-6u_m_27.jpg","27.33.11.0","8536 50 07"]
[518,"ŁP-7UB/m/18         ","Łącznik żaluzjowy z blokadą mechaniczną",44,1,"szt","PLN","23%","",4,null,null,null,null,"5907577483104",null,null,"ARIA",null,null,"",null,4,null,"https://www.ospel.pl/sites/all/pliki/import/image/podtynk/aria/srebro/lp-7u_m_18.jpg","",null,"10AX/250~, IP-20 zaciski bezgwintowe","","",null,null,null,"SREBRO",null,"0,078 kg","71 mm","71 mm","25 mm",null,null,"2025-03-03",null,"","https://www.ospel.pl/sites/all/pliki/import/image/podtynk/aria/srebro/lp-7u_m_18.jpg","27.33.11.0","8536 50 07"]
[524,"ŁP-8U/m/27          ","Ściemniacz przyciskowo-obrotowy przystosowany do obciążenia żarowego i halogenowego",117.8,1,"szt","PLN","23%","",5,null,null,null,null,"5907577491901",null,null,"ARIA",null,null,"",null,5,null,"https://www.ospel.pl/sites/all/pliki/import/image/podtynk/aria/ecru/lp-8u_m_27.jpg","",null,"40-400W, 230V~50Hz, zaciski gwintowe","","",null,null,null,"ECRU",null,"","71 mm","71 mm","32 mm",null,null,"2025-03-03",null,"","https://www.ospel.pl/sites/all/pliki/import/image/podtynk/aria/ecru/lp-8u_m_27.jpg","27.33.11.0","8536 50 05"]
[535,"ŁP-9U/m/33          ","Łącznik schodowy + jednobiegunowy ",33.1,1,"szt","PLN","23%","",4,null,null,null,null,"5907577484026",null,null,"ARIA",null,null,"",null,4,null,"https://www.ospel.pl/sites/all/pliki/import/image/podtynk/aria/czarny/lp-9u_m_33.jpg","",null,"10AX/250~, IP-20 zaciski bezgwintowe","","",null,null,null,"CZARNY METALIK",null,"0,081 kg","71 mm","71 mm","25 mm",null,null,"2025-03-03",null,"","https://www.ospel.pl/sites/all/pliki/import/image/podtynk/aria/czarny/lp-9u_m_33.jpg","27.33.11.0","8536 50 07"]
[544,"PNP-2U/27           ","Puszka instalacyjna podwójna ",12.7,1,"szt","PLN","23%","",6,null,null,null,null,"5907577492588",null,null,"ARIA",null,null,"",null,6,null,"https://www.ospel.pl/sites/all/pliki/import/image/podtynk/aria/ecru/pnp-2u_27.jpg","",null,"Wysokość 32mm","","",null,null,null,"ECRU",null,"","82 mm","153 mm","",null,null,"2025-03-03",null,"","https://www.ospel.pl/sites/all/pliki/import/image/podtynk/aria/ecru/pnp-2u_27.jpg","27.33.13.0","8536 90 01"]
[547,"PNP-3U/00           ","Puszka instalacyjna potrójna ",16.399999999999999,1,"szt","PLN","23%","",4,null,null,null,null,"5907577482886",null,null,"ARIA",null,null,"",null,4,null,"https://www.ospel.pl/sites/all/pliki/import/image/podtynk/aria/bialy/pnp-3u_00.jpg","",null,"Wysokość 32mm","","",null,null,null,"BIAŁY",null,"","82 mm","224 mm","",null,null,"2025-03-03",null,"","https://www.ospel.pl/sites/all/pliki/import/image/podtynk/aria/bialy/pnp-3u_00.jpg","27.33.13.0","8536 90 01"]
[553,"PNP-4U/18           ","Puszka instalacyjna poczwórna ",22.5,1,"szt","PLN","23%","",4,null,null,null,null,"5907577483852",null,null,"ARIA",null,null,"",null,4,null,"https://www.ospel.pl/sites/all/pliki/import/image/podtynk/aria/srebro/pnp-4u_18.jpg","",null,"Wysokość 32mm","","",null,null,null,"SREBRO",null,"","82 mm","295 mm","",null,null,"2025-03-03",null,"","https://www.ospel.pl/sites/all/pliki/import/image/podtynk/aria/srebro/pnp-4u_18.jpg","27.33.13.0","8536 90 01"]
[562,"R-1U/00             ","Ramka pojedyncza ",3.9,1,"szt","PLN","23%","",10,null,null,null,null,"5907577482763",null,null,"ARIA",null,null,"",null,10,null,"https://www.ospel.pl/sites/all/pliki/import/image/podtynk/aria/bialy/r-1u_00.jpg","",null,"Tworzywo PC","","",null,null,null,"BIAŁY",null,"0,020 kg","82 mm","82 mm","",null,null,"2025-03-03",null,"","https://www.ospel.pl/sites/all/pliki/import/image/podtynk/aria/bialy/r-1u_00.jpg","27.33.13.0","8536 90 01"]
[571,"R-1UGC/41/25        ","Ramka pojedyncza ",71.8,1,"szt","PLN","23%","",5,null,null,null,null,"5906729004563",null,null,"ARIA",null,null,"",null,5,null,"https://www.ospel.pl/sites/all/pliki/import/image/podtynk/aria/ramki/r-1ugc_41_25.jpg","",null,"Szkło+PC grubość 4mm","","",null,null,null,"SZARE SZKŁO",null,"","84 mm","84 mm","",null,null,"2025-03-03",null,"","https://www.ospel.pl/sites/all/pliki/import/image/podtynk/aria/ramki/r-1ugc_41_25.jpg","27.33.13.0","8536 90 01"]
[579,"R-2UGC/31/00        ","Ramka podwójna ",119.2,1,"szt","PLN","23%","",5,null,null,null,null,"5906729004594",null,null,"ARIA",null,null,"",null,5,null,"https://www.ospel.pl/sites/all/pliki/import/image/podtynk/aria/ramki/r-2ugc_31_00.jpg","",null,"Szkło+PC grubość 4mm","","",null,null,null,"BIAŁE SZKŁO",null,"","84 mm","155 mm","",null,null,"2025-03-03",null,"","https://www.ospel.pl/sites/all/pliki/import/image/podtynk/aria/ramki/r-2ugc_31_00.jpg","27.33.13.0","8536 90 01"]
[588,"R-3UAC/64/25        ","Ramka potrójna ",180.2,1,"szt","PLN","23%","",5,null,null,null,null,"5906729004631",null,null,"ARIA",null,null,"",null,5,null,"https://www.ospel.pl/sites/all/pliki/import/image/podtynk/aria/ramki/r-3uac_64_25.jpg","",null,"Aluminium+PC grubość 4mm","","",null,null,null,"SZCZOTKOWANY ANTRACYT",null,"","84 mm","226 mm","",null,null,"2025-03-03",null,"","https://www.ospel.pl/sites/all/pliki/import/image/podtynk/aria/ramki/r-3uac_64_25.jpg","27.33.13.0","8536 90 01"]
[597,"R-4UAC/62/25        ","Ramka poczwórna ",218.1,1,"szt","PLN","23%","",5,null,null,null,null,"5906729004679",null,null,"ARIA",null,null,"",null,5,null,"https://www.ospel.pl/sites/all/pliki/import/image/podtynk/aria/ramki/r-4uac_62_25.jpg","",null,"Aluminium+PC grubość 4mm","","",null,null,null,"SZCZOTKOWANE ALUMINIUM",null,"","84 mm","297 mm","",null,null,"2025-03-03",null,"","https://www.ospel.pl/sites/all/pliki/import/image/podtynk/aria/ramki/r-4uac_62_25.jpg","27.33.13.0","8536 90 01"]
[602,"R-5U/00             ","Ramka pięciokrotna ",19.7,1,"szt","PLN","23%","",10,null,null,null,null,"5907577482800",null,null,"ARIA",null,null,"",null,10,null,"https://www.ospel.pl/sites/all/pliki/import/image/podtynk/aria/bialy/r-5u_00.jpg","",null,"Tworzywo PC","","",null,null,null,"BIAŁY",null,"0,065 kg","82 mm","366 mm","",null,null,"2025-03-03",null,"","https://www.ospel.pl/sites/all/pliki/import/image/podtynk/aria/bialy/r-5u_00.jpg","27.33.13.0","8536 90 01"]
[614,"RH-2U/27            ","Ramka podwójna do łączników IP-44 ",8.3000000000000007,1,"szt","PLN","23%","",10,null,null,null,null,"5907577492533",null,null,"ARIA",null,null,"",null,10,null,"https://www.ospel.pl/sites/all/pliki/import/image/podtynk/aria/ecru/rh-2u_27.jpg","",null,"Tworzywo PC","","",null,null,null,"ECRU",null,"0,032 kg","82 mm","153 mm","",null,null,"2025-03-03",null,"","https://www.ospel.pl/sites/all/pliki/import/image/podtynk/aria/ecru/rh-2u_27.jpg","27.33.13.0","8536 90 01"]
[615,"RH-2U/33            ","Ramka podwójna do łączników IP-44 ",11.7,1,"szt","PLN","23%","",10,null,null,null,null,"5907577484675",null,null,"ARIA",null,null,"",null,10,null,"https://www.ospel.pl/sites/all/pliki/import/image/podtynk/aria/czarny/rh-2u_33.jpg","",null,"Tworzywo PC","","",null,null,null,"CZARNY METALIK",null,"0,032 kg","82 mm","153 mm","",null,null,"2025-03-03",null,"","https://www.ospel.pl/sites/all/pliki/import/image/podtynk/aria/czarny/rh-2u_33.jpg","27.33.13.0","8536 90 01"]
[624,"RH-4U/27            ","Ramka poczwórna do łączników IP-44 ",16.600000000000001,1,"szt","PLN","23%","",10,null,null,null,null,"5907577492557",null,null,"ARIA",null,null,"",null,10,null,"https://www.ospel.pl/sites/all/pliki/import/image/podtynk/aria/ecru/rh-4u_27.jpg","",null,"Tworzywo PC","","",null,null,null,"ECRU",null,"0,053 kg","82 mm","295 mm","",null,null,"2025-03-03",null,"","https://www.ospel.pl/sites/all/pliki/import/image/podtynk/aria/ecru/rh-4u_27.jpg","27.33.13.0","8536 90 01"]
[631,"RH-5U/70            ","Ramka pięciokrotna do łączników IP-44 ",23.3,1,"szt","PLN","23%","",10,null,null,null,null,"5907577485597",null,null,"ARIA",null,null,"",null,10,null,"https://www.ospel.pl/sites/all/pliki/import/image/podtynk/aria/szary_mat/rh-5u_70.jpg","",null,"Tworzywo PC","","",null,null,null,"SZARY MAT",null,"","82 mm","366 mm","",null,null,"2025-03-03",null,"","https://www.ospel.pl/sites/all/pliki/import/image/podtynk/aria/szary_mat/rh-5u_70.jpg","27.33.13.0","8536 90 01"]
[641,"RO-1U/27            ","Ramka ozdobna mocująca ",2.1,1,"szt","PLN","23%","",20,null,null,null,null,"5907577492717",null,null,"ARIA",null,null,"",null,20,null,"https://www.ospel.pl/sites/all/pliki/import/image/podtynk/aria/ecru/ro-1u_27.jpg","",null,"Tworzywo PC","","",null,null,null,"ECRU",null,"","52 mm","52 mm","",null,null,"2025-03-03",null,"","https://www.ospel.pl/sites/all/pliki/import/image/podtynk/aria/ecru/ro-1u_27.jpg","27.33.13.0","8536 90 01"]
[650,"RO-2U/67            ","Ramka ozdobna do gniazd: wtyczkowych pojedynczych, teleinformatycznych i ściemniaczy",7.4,1,"szt","PLN","23%","",20,null,null,null,null,"5907577492960",null,null,"ARIA",null,null,"",null,20,null,"https://www.ospel.pl/sites/all/pliki/import/image/podtynk/aria/bialy/ro-2u_67.jpg","",null,"Tworzywo PC","","",null,null,null,"SREBRO BŁYSK",null,"","52 mm","52 mm","",null,null,"2025-03-03",null,"","https://www.ospel.pl/sites/all/pliki/import/image/podtynk/aria/bialy/ro-2u_67.jpg","27.33.13.0","8536 90 01"]
[654,"RO-3U/18            ","Ramka ozdobna do gniazd podwójnych monoblokowych",8,1,"szt","PLN","23%","",40,null,null,null,null,"5907577491581",null,null,"ARIA",null,null,"",null,40,null,"https://www.ospel.pl/sites/all/pliki/import/image/podtynk/aria/srebro/ro-3u_18.jpg","",null,"Tworzywo PC","","",null,null,null,"SREBRO",null,"","52 mm","55 mm","",null,null,"2025-03-03",null,"","https://www.ospel.pl/sites/all/pliki/import/image/podtynk/aria/srebro/ro-3u_18.jpg","27.33.13.0","8536 90 01"]
[667,"RO-5U/00            ","Ramka ozdobna do łączników podwójnych krzyżowych",3.2,1,"szt","PLN","23%","",20,null,null,null,null,"5906729017907",null,null,"ARIA",null,null,"",null,20,null,"https://www.ospel.pl/sites/all/pliki/import/image/podtynk/aria/bialy/ro-5u_00.jpg","",null,"Tworzywo PC","","",null,null,null,"BIAŁY",null,"","52 mm","52 mm","",null,null,"2025-03-03",null,"","https://www.ospel.pl/sites/all/pliki/import/image/podtynk/aria/bialy/ro-5u_00.jpg","27.33.13.0","8536 90 01"]
[676,"RTP-1U/m/27         ","Regulator temperatury z czujnikiem podpodłogowym",376.8,1,"szt","PLN","23%","",5,null,null,null,null,"5907577492649",null,null,"ARIA",null,null,"",null,5,null,"https://www.ospel.pl/sites/all/pliki/import/image/podtynk/aria/ecru/rtp-1u_m_27.jpg","",null,"zaciski gwintowe","","Tylko na zamówienie",null,null,null,"ECRU",null,"","71 mm","71 mm","32 mm",null,null,"2025-03-03",null,"","https://www.ospel.pl/sites/all/pliki/import/image/podtynk/aria/ecru/rtp-1u_m_27.jpg","27.33.13.0","8536 50 05"]
[677,"RTP-1U/m/33         ","Regulator temperatury z czujnikiem podpodłogowym",453.7,1,"szt","PLN","23%","",5,null,null,null,null,"5907577484781",null,null,"ARIA",null,null,"",null,5,null,"https://www.ospel.pl/sites/all/pliki/import/image/podtynk/aria/czarny/rtp-1u_m_33.jpg","",null,"zaciski gwintowe","","Tylko na zamówienie",null,null,null,"CZARNY METALIK",null,"","71 mm","71 mm","32 mm",null,null,"2025-03-03",null,"","https://www.ospel.pl/sites/all/pliki/import/image/podtynk/aria/czarny/rtp-1u_m_33.jpg","27.33.13.0","8536 50 05"]
[685,"Z-1U/m/18           ","Zaślepka ",13,1,"szt","PLN","23%","",4,null,null,null,null,"5907577483685",null,null,"ARIA",null,null,"",null,4,null,"https://www.ospel.pl/sites/all/pliki/import/image/podtynk/aria/srebro/z-1u_m_18.jpg","",null,"Montaż do puszek fi 60","","",null,null,null,"SREBRO",null,"","71 mm","71 mm","22 mm",null,null,"2025-03-03",null,"","https://www.ospel.pl/sites/all/pliki/import/image/podtynk/aria/srebro/z-1u_m_18.jpg","27.12.23.0","8536 90 01"]
[694,"ZP-2UN              ","Zespół podświetlenia led niebieski ",13,1,"szt","PLN","23%","",10,null,null,null,null,"5907577483005",null,null,"ARIA",null,null,"",null,10,null,"https://www.ospel.pl/sites/all/pliki/import/image/podtynk/aria/bialy/zp-2un.jpg","",null,"0,1W","","",null,null,null,"",null,"","52 mm","52 mm","",null,null,"2025-03-03",null,"","https://www.ospel.pl/sites/all/pliki/import/image/podtynk/aria/bialy/zp-2un.jpg","27.33.13.0","8536 90 01"]
[703,"AP45-1G/m/00        ","Adapter podtynkowy systemu OSPEL 45 do serii As",12.5,1,"szt","PLN","23%","",10,null,null,null,null,"5907577494438",null,null,"AS",null,null,"",null,10,null,"https://www.ospel.pl/sites/all/pliki/import/image/podtynk/as/bialy/ap45-1g_m_00.jpg","",null,"","","",null,null,null,"BIAŁY",null,"","75 mm","75 mm","20 mm",null,null,"2025-03-03",null,"","https://www.ospel.pl/sites/all/pliki/import/image/podtynk/as/bialy/ap45-1g_m_00.jpg","27.33.13.0","8536 90 01"]
[713,"GG-2G/m/00          ","Gniazdo głośnikowe podwójne ",38.9,1,"szt","PLN","23%","",10,null,null,null,null,"5907577451813",null,null,"AS",null,null,"",null,10,null,"https://www.ospel.pl/sites/all/pliki/import/image/podtynk/as/bialy/gg-2g_m_00.jpg","",null,"Przyłączalność przewodów 0,75mm2","","",null,null,null,"BIAŁY",null,"0,0535 kg","71 mm","71 mm","22 mm",null,null,"2025-03-03",null,"","https://www.ospel.pl/sites/all/pliki/import/image/podtynk/as/bialy/gg-2g_m_00.jpg","26.40.52.0","8517 18 00"]
[720,"GGN-1G/m/27         ","Gniazdo głośnikowe pojedyncze ",37.799999999999997,1,"szt","PLN","23%","",10,null,null,null,null,"5907577477554",null,null,"AS",null,null,"",null,10,null,"https://www.ospel.pl/sites/all/pliki/import/image/podtynk/as/ecru/ggn-1g_m_27.jpg","",null,"Przyłączalność przewodów 6mm2","","",null,null,null,"ECRU",null,"0,055 kg","71 mm","71 mm","22 mm",null,null,"2025-03-03",null,"","https://www.ospel.pl/sites/all/pliki/import/image/podtynk/as/ecru/ggn-1g_m_27.jpg","26.40.52.0","8517 18 00"]
[729,"GP-1GP/m/18         ","Gniazdo pojedyncze z przesłonami torów prądowych",24.4,1,"szt","PLN","23%","",4,null,null,null,null,"5907577475857",null,null,"AS",null,null,"",null,4,null,"https://www.ospel.pl/sites/all/pliki/import/image/podtynk/as/srebro/gp-1gp_m_18.jpg","",null,"16A/250~, IP-20, zaciski gwintowe","","",null,null,null,"SREBRO",null,"0,066 kg","71 mm","71 mm","26 mm",null,null,"2025-03-03",null,"","https://www.ospel.pl/sites/all/pliki/import/image/podtynk/as/srebro/gp-1gp_m_18.jpg","27.33.13.0","8536 69 90"]
[736,"GP-1GS/m/45         ","Gniazdo pojedyncze z uziemieniem schuko ",28.8,1,"szt","PLN","23%","",4,null,null,null,null,"5907577475055",null,null,"AS",null,null,"",null,4,null,"https://www.ospel.pl/sites/all/pliki/import/image/podtynk/as/satyna/gp-1gs_m_45.jpg","",null,"16A/250~, IP-20, zaciski gwintowe","","",null,null,null,"SATYNA LIGHT",null,"0,0725 kg","71 mm","71 mm","27 mm",null,null,"2025-03-03",null,"","https://www.ospel.pl/sites/all/pliki/import/image/podtynk/as/satyna/gp-1gs_m_45.jpg","27.33.13.0","8536 69 90"]
[738,"GP-1GSP/m/18        ","Gniazdo pojedyncze z uziemieniem schuko z przesłonami torów prądowych",29.5,1,"szt","PLN","23%","",4,null,null,null,null,"5907577475895",null,null,"AS",null,null,"",null,4,null,"https://www.ospel.pl/sites/all/pliki/import/image/podtynk/as/srebro/gp-1gsp_m_18.jpg","",null,"16A/250~, IP-20, zaciski gwintowe","","",null,null,null,"SREBRO",null,"0,0735 kg","71 mm","71 mm","27 mm",null,null,"2025-03-03",null,"","https://www.ospel.pl/sites/all/pliki/import/image/podtynk/as/srebro/gp-1gsp_m_18.jpg","27.33.13.0","8536 69 90"]
[747,"GP-1GZD/m/00        ","Gniazdo pojedyncze z uziemieniem DATA ",17.5,1,"szt","PLN","23%","",10,null,null,null,null,"5907577451318",null,null,"AS",null,null,"",null,10,null,"https://www.ospel.pl/sites/all/pliki/import/image/podtynk/as/bialy/gp-1gzd_m_00.jpg","",null,"16A/250~, IP-20, zaciski gwintowe","","",null,null,null,"CZERWONY",null,"0,072 kg","71 mm","71 mm","26 mm",null,null,"2025-03-03",null,"","https://www.ospel.pl/sites/all/pliki/import/image/podtynk/as/bialy/gp-1gzd_m_00.jpg","27.33.13.0","8536 69 90"]
[756,"GP-1GZP/m/33        ","Gniazdo pojedyncze z uziemieniem z przesłonami torów prądowych",28.1,1,"szt","PLN","23%","",4,null,null,null,null,"5906729016566",null,null,"AS",null,null,"",null,4,null,"https://www.ospel.pl/sites/all/pliki/import/image/podtynk/as/czarny/gp-1gzp_m_33.jpg","",null,"16A/250~, IP-20, zaciski gwintowe","","",null,null,null,"CZARNY METALIK",null,"0,073 kg","71 mm","71 mm","26 mm",null,null,"2025-03-03",null,"","https://www.ospel.pl/sites/all/pliki/import/image/podtynk/as/czarny/gp-1gzp_m_33.jpg","27.33.13.0","8536 69 90"]
[768,"GP-2G/00            ","Gniazdo podwójne kompletne z ramką",17.3,1,"szt","PLN","23%","",10,null,null,null,null,"5907577451417",null,null,"AS",null,null,"",null,10,null,"https://www.ospel.pl/sites/all/pliki/import/image/podtynk/as/bialy/gp-2g_00.jpg","",null,"16A/250~, IP-20, zaciski gwintowe","","",null,null,null,"BIAŁY",null,"0,083 kg","84 mm","84 mm","27 mm",null,null,"2025-03-03",null,"","https://www.ospel.pl/sites/all/pliki/import/image/podtynk/as/bialy/gp-2g_00.jpg","27.33.13.0","8536 69 90"]
[773,"GP-2GC/00           ","Gniazdo podwójne z uziemieniem z funkcją niezamienności faz, kompletne z ramką",18.3,1,"szt","PLN","23%","",5,null,null,null,null,"5907577451523",null,null,"AS",null,null,"",null,5,null,"https://www.ospel.pl/sites/all/pliki/import/image/podtynk/as/bialy/gp-2gc_00.jpg","",null,"16A/250~, IP-20, zaciski gwintowe","","",null,null,null,"BIAŁY",null,"0,082 kg","90 mm","84 mm","23 mm",null,null,"2025-03-03",null,"","https://www.ospel.pl/sites/all/pliki/import/image/podtynk/as/bialy/gp-2gc_00.jpg","27.33.13.0","8536 69 90"]
[782,"GP-2GP/45           ","Gniazdo podwójne z przesłonami torów prądowych, kompletne z ramką",31.2,1,"szt","PLN","23%","",4,null,null,null,null,"5907577475123",null,null,"AS",null,null,"",null,4,null,"https://www.ospel.pl/sites/all/pliki/import/image/podtynk/as/satyna/gp-2gp_45.jpg","",null,"16A/250~, IP-20, zaciski gwintowe","","",null,null,null,"SATYNA LIGHT",null,"0,084 kg","84 mm","84 mm","27 mm",null,null,"2025-03-03",null,"","https://www.ospel.pl/sites/all/pliki/import/image/podtynk/as/satyna/gp-2gp_45.jpg","27.33.13.0","8536 69 90"]
[788,"GP-2GRP/m/00        ","Gniazdo podwójne z przesłonami torów prądowych, moduł bez ramki",17.5,1,"szt","PLN","23%","",10,null,null,null,null,"5907577451462",null,null,"AS",null,null,"",null,10,null,"https://www.ospel.pl/sites/all/pliki/import/image/podtynk/as/bialy/gp-2grp_m_00.jpg","",null,"16A/250~, IP-20, zaciski gwintowe","","",null,null,null,"BIAŁY",null,"0,073 kg","71 mm","71 mm","22 mm",null,null,"2025-03-03",null,"","https://www.ospel.pl/sites/all/pliki/import/image/podtynk/as/bialy/gp-2grp_m_00.jpg","27.33.13.0","8536 69 90"]
[799,"GP-2GRZP/m/18       ","Gniazdo podwójne z uziemieniem z przesłonami torów prądowych, moduł bez ramki",29.3,1,"szt","PLN","23%","",4,null,null,null,null,"5907577476014",null,null,"AS",null,null,"",null,4,null,"https://www.ospel.pl/sites/all/pliki/import/image/podtynk/as/srebro/gp-2grzp_m_18.jpg","",null,"16A/250~, IP-20, zaciski gwintowe","","",null,null,null,"SREBRO",null,"0,084 kg","71 mm","71 mm","22 mm",null,null,"2025-03-03",null,"","https://www.ospel.pl/sites/all/pliki/import/image/podtynk/as/srebro/gp-2grzp_m_18.jpg","27.33.13.0","8536 69 90"]
[800,"GP-2GRZP/m/27       ","Gniazdo podwójne z uziemieniem z przesłonami torów prądowych, moduł bez ramki",18.8,1,"szt","PLN","23%","",10,null,null,null,null,"5907577452384",null,null,"AS",null,null,"",null,10,null,"https://www.ospel.pl/sites/all/pliki/import/image/podtynk/as/ecru/gp-2grzp_m_27.jpg","",null,"16A/250~, IP-20, zaciski gwintowe","","",null,null,null,"ECRU",null,"0,084 kg","71 mm","71 mm","22 mm",null,null,"2025-03-03",null,"","https://www.ospel.pl/sites/all/pliki/import/image/podtynk/as/ecru/gp-2grzp_m_27.jpg","27.33.13.0","8536 69 90"]
[811,"GP-2GSP/33          ","Gniazdo podwójne z uziemieniem schuko z przesłonami torów prądowych, kompletne z ramką",34.200000000000003,1,"szt","PLN","23%","",5,null,null,null,null,"5906729016825",null,null,"AS",null,null,"",null,5,null,"https://www.ospel.pl/sites/all/pliki/import/image/podtynk/as/czarny/gp-2gsp_33.jpg","",null,"16A/250~, IP-20, zaciski gwintowe","","",null,null,null,"CZARNY METALIK",null,"0,095 kg","90 mm","84 mm","23 mm",null,null,"2025-03-03",null,"","https://www.ospel.pl/sites/all/pliki/import/image/podtynk/as/czarny/gp-2gsp_33.jpg","27.33.13.0","8536 69 90"]
[817,"GP-2GZ/45           ","Gniazdo podwójne z uziemieniem kompletne z ramką",32.4,1,"szt","PLN","23%","",4,null,null,null,null,"5907577475130",null,null,"AS",null,null,"",null,4,null,"https://www.ospel.pl/sites/all/pliki/import/image/podtynk/as/satyna/gp-2gz_45.jpg","",null,"16A/250~, IP-20, zaciski gwintowe","","",null,null,null,"SATYNA LIGHT",null,"0,0925 kg","84 mm","84 mm","27 mm",null,null,"2025-03-03",null,"","https://www.ospel.pl/sites/all/pliki/import/image/podtynk/as/satyna/gp-2gz_45.jpg","27.33.13.0","8536 69 90"]
[826,"GP-3G/m/33          ","Gniazdo potrójne EURO ",25.5,1,"szt","PLN","23%","",4,null,null,null,null,"5906729016832",null,null,"AS",null,null,"",null,4,null,"https://www.ospel.pl/sites/all/pliki/import/image/podtynk/as/czarny/gp-3g_m_33.jpg","",null,"2,5A/250~ IP-20, zaciski gwintowe","","",null,null,null,"CZARNY METALIK",null,"0,073 kg","71 mm","71 mm","27 mm",null,null,"2025-03-03",null,"","https://www.ospel.pl/sites/all/pliki/import/image/podtynk/as/czarny/gp-3g_m_33.jpg","27.33.13.0","8536 69 90"]
[835,"GPA-10GPZ/m/27      ","Gniazdo RTV zakończeniowe 10-dB ",55.2,1,"szt","PLN","23%","",10,null,null,null,null,"5907577452834",null,null,"AS",null,null,"",null,10,null,"https://www.ospel.pl/sites/all/pliki/import/image/podtynk/as/ecru/gpa-10gp_m_27.jpg","",null,"Współczynnik tłumienia 10dB","","",null,null,null,"ECRU",null,"0,103 kg","71 mm","71 mm","24 mm",null,null,"2025-03-03",null,"","https://www.ospel.pl/sites/all/pliki/import/image/podtynk/as/ecru/gpa-10gp_m_27.jpg","26.40.52.0","8517 18 00"]
[843,"GPA-16GP/m/00       ","Gniazdo RTV przelotowe 16-dB ",55.2,1,"szt","PLN","23%","",10,null,null,null,null,"5907577451554",null,null,"AS",null,null,"",null,10,null,"https://www.ospel.pl/sites/all/pliki/import/image/podtynk/as/bialy/gpa-10gp_m_00.jpg","",null,"Współczynnik tłumienia 16dB","","",null,null,null,"BIAŁY",null,"0,103 kg","71 mm","71 mm","24 mm",null,null,"2025-03-03",null,"","https://www.ospel.pl/sites/all/pliki/import/image/podtynk/as/bialy/gpa-10gp_m_00.jpg","26.40.52.0","8517 18 00"]
[852,"GPA-1GF/m/45        ","Gniazdo antenowe typu F pojedyncze ",28.7,1,"szt","PLN","23%","",4,null,null,null,null,"5907577475314",null,null,"AS",null,null,"",null,4,null,"https://www.ospel.pl/sites/all/pliki/import/image/podtynk/as/satyna/gpa-1gf_m_45.jpg","",null,"","","",null,null,null,"SATYNA LIGHT",null,"0,06 kg","71 mm","71 mm","24 mm",null,null,"2025-03-03",null,"","https://www.ospel.pl/sites/all/pliki/import/image/podtynk/as/satyna/gpa-1gf_m_45.jpg","26.40.52.0","8517 18 00"]
[861,"GPA-G2S/m/33        ","Gniazdo RTV-SAT z dwoma wyjściami SAT ",102.8,1,"szt","PLN","23%","",4,null,null,null,null,"5906729016917",null,null,"AS",null,null,"",null,4,null,"https://www.ospel.pl/sites/all/pliki/import/image/podtynk/as/czarny/gpa-g2s_m_33.jpg","",null,"Współczynnik tłumienia 1,5dB","","",null,null,null,"CZARNY METALIK",null,"0,108 kg","71 mm","71 mm","24 mm",null,null,"2025-03-03",null,"","https://www.ospel.pl/sites/all/pliki/import/image/podtynk/as/czarny/gpa-g2s_m_33.jpg","26.40.52.0","8517 18 00"]
[866,"GPA-GD/m/33         ","Gniazdo RTV-DATA ",89.1,1,"szt","PLN","23%","",4,null,null,null,null,"5906729017044",null,null,"AS",null,null,"",null,4,null,"https://www.ospel.pl/sites/all/pliki/import/image/podtynk/as/czarny/gpa-gd_m_33.jpg","",null,"Częstotliwość toru DATA 5÷862 MHz","","",null,null,null,"CZARNY METALIK",null,"0,128 kg","71 mm","71 mm","24 mm",null,null,"2025-03-03",null,"","https://www.ospel.pl/sites/all/pliki/import/image/podtynk/as/czarny/gpa-gd_m_33.jpg","26.40.52.0","8517 18 00"]
[870,"GPA-GK/m/27         ","Gniazdo RTV końcowe ",49.5,1,"szt","PLN","23%","",10,null,null,null,null,"5907577452469",null,null,"AS",null,null,"",null,10,null,"https://www.ospel.pl/sites/all/pliki/import/image/podtynk/as/ecru/gpa-10gp_m_27.jpg","",null,"Współczynnik tłumienia 2,5-3dB","","",null,null,null,"ECRU",null,"0,1005 kg","71 mm","71 mm","24 mm",null,null,"2025-03-03",null,"","https://www.ospel.pl/sites/all/pliki/import/image/podtynk/as/ecru/gpa-10gp_m_27.jpg","26.40.52.0","8517 18 00"]
[879,"GPA-GSP/m/18        ","Gniazdo RTV-SAT przelotowe ",101.1,1,"szt","PLN","23%","",4,null,null,null,null,"5907577476120",null,null,"AS",null,null,"",null,4,null,"https://www.ospel.pl/sites/all/pliki/import/image/podtynk/as/srebro/gpa-gsp_m_18.jpg","",null,"Współczynnik tłumienia 1,2dB","","",null,null,null,"SREBRO",null,"0,1045 kg","71 mm","71 mm","24 mm",null,null,"2025-03-03",null,"","https://www.ospel.pl/sites/all/pliki/import/image/podtynk/as/srebro/gpa-gsp_m_18.jpg","26.40.52.0","8517 18 00"]
[888,"GPE-2G/m/00         ","Gniazdo ekwipotencjalne podwójne ",117.7,1,"szt","PLN","23%","",10,null,null,null,null,"5907577459178",null,null,"AS",null,null,"",null,10,null,"https://www.ospel.pl/sites/all/pliki/import/image/podtynk/as/bialy/gpe-2g_m_00.jpg","",null,"","","",null,null,null,"BIAŁY",null,"","71 mm","71 mm","20 mm",null,null,"2025-03-03",null,"","https://www.ospel.pl/sites/all/pliki/import/image/podtynk/as/bialy/gpe-2g_m_00.jpg","","8536 90 10"]
[895,"GPH-1GS/m/18/d      ","Gniazdo bryzgoszczelne z uziemieniem schuko IP-44 wieczko przezroczyste",33.6,1,"szt","PLN","23%","",4,null,null,null,null,"5907577475925",null,null,"AS",null,null,"",null,4,null,"https://www.ospel.pl/sites/all/pliki/import/image/podtynk/as/srebro/gph-1gs_m_18_d.jpg","",null,"16A/250~, IP-44, zaciski gwintowe","","",null,null,null,"SREBRO",null,"0,085 kg","71 mm","71 mm","25 mm",null,null,"2025-03-03",null,"","https://www.ospel.pl/sites/all/pliki/import/image/podtynk/as/srebro/gph-1gs_m_18_d.jpg","27.33.13.0","8536 69 90"]
[905,"GPH-1GZ/m/00/w      ","Gniazdo bryzgoszczelne z uziemieniem IP-44 wieczko w kolorze wyrobu",21.9,1,"szt","PLN","23%","",10,null,null,null,null,"5907577451370",null,null,"AS",null,null,"",null,10,null,"https://www.ospel.pl/sites/all/pliki/import/image/podtynk/as/bialy/gph-1gz_m_00_w.jpg","",null,"16A/250~, IP-44, zaciski gwintowe","","",null,null,null,"BIAŁY",null,"0,085 kg","71 mm","71 mm","25 mm",null,null,"2025-03-03",null,"","https://www.ospel.pl/sites/all/pliki/import/image/podtynk/as/bialy/gph-1gz_m_00_w.jpg","27.33.13.0","8536 69 90"]
[914,"GPH-1GZD/m/12/w     ","Gniazdo bryzgoszczelne z uziemieniem DATA IP-44 wieczko w kolorze wyrobu",25.5,1,"szt","PLN","23%","",10,null,null,null,null,"5906729008448",null,null,"AS",null,null,"",null,10,null,"https://www.ospel.pl/sites/all/pliki/import/image/podtynk/as/bialy/gph-1gzd_m_12_w.jpg","",null,"16A/250~, IP-44, zaciski gwintowe","","",null,null,null,"ZIELONY",null,"0,086 kg","71 mm","71 mm","25 mm",null,null,"2025-03-03",null,"","https://www.ospel.pl/sites/all/pliki/import/image/podtynk/as/bialy/gph-1gzd_m_12_w.jpg","27.33.13.0","8536 69 90"]
[918,"GPH-1GZK/m/12/w     ","Gniazdo bryzgoszczelne z uziemieniem DATA z kluczem uprawniającym IP-44 wieczko w kolorze wyrobu",29,1,"szt","PLN","23%","",10,null,null,null,null,"5906729008462",null,null,"AS",null,null,"",null,10,null,"https://www.ospel.pl/sites/all/pliki/import/image/podtynk/as/bialy/gph-1gzk_m_12_w.jpg","",null,"16A/250~, IP-44, zaciski gwintowe","","",null,null,null,"ZIELONY",null,"0,090 kg","71 mm","71 mm","25 mm",null,null,"2025-03-03",null,"","https://www.ospel.pl/sites/all/pliki/import/image/podtynk/as/bialy/gph-1gzk_m_12_w.jpg","27.33.13.0","8536 69 90"]
[923,"GPH-1GZP/m/27/w     ","Gniazdo bryzgoszczelne z uziemieniem IP-44 z przesłonami torów prądowych wieczko w kolorze wyrobu",24,1,"szt","PLN","23%","",10,null,null,null,null,"5907577452285",null,null,"AS",null,null,"",null,10,null,"https://www.ospel.pl/sites/all/pliki/import/image/podtynk/as/ecru/gph-1gz_m_27_w.jpg","",null,"16A/250~, IP-44, zaciski gwintowe","","",null,null,null,"ECRU",null,"0,086 kg","71 mm","71 mm","25 mm",null,null,"2025-03-03",null,"","https://www.ospel.pl/sites/all/pliki/import/image/podtynk/as/ecru/gph-1gz_m_27_w.jpg","27.33.13.0","8536 69 90"]
[932,"GPK-1G/p/18         ","Obudowa gniazda pojedynczego typu Keystone prosta",15.9,1,"szt","PLN","23%","",4,null,null,null,null,"5907577477127",null,null,"AS",null,null,"",null,4,null,"https://www.ospel.pl/sites/all/pliki/import/image/podtynk/as/srebro/gpk-1g_p_18.jpg","",null,"","","",null,null,null,"SREBRO",null,"0,0525 kg","71 mm","71 mm","22 mm",null,null,"2025-03-03",null,"","https://www.ospel.pl/sites/all/pliki/import/image/podtynk/as/srebro/gpk-1g_p_18.jpg","26.30.30.0","8517 18 00"]
[941,"GPK-1GS/p/45        ","Obudowa gniazda pojedynczego typu Keystone skośna",16.2,1,"szt","PLN","23%","",4,null,null,null,null,"5907577477158",null,null,"AS",null,null,"",null,4,null,"https://www.ospel.pl/sites/all/pliki/import/image/podtynk/as/satyna/gpk-1gs_p_45.jpg","",null,"","","",null,null,null,"SATYNA LIGHT",null,"0,052 kg","71 mm","71 mm","21 mm",null,null,"2025-03-03",null,"","https://www.ospel.pl/sites/all/pliki/import/image/podtynk/as/satyna/gpk-1gs_p_45.jpg","26.30.30.0","8517 18 00"]
[949,"GPK-2G/p/27         ","Obudowa gniazda podwójnego typu Keystone prosta",10.8,1,"szt","PLN","23%","",10,null,null,null,null,"5907577460358",null,null,"AS",null,null,"",null,10,null,"https://www.ospel.pl/sites/all/pliki/import/image/podtynk/as/ecru/gpk-2g_p_27.jpg","",null,"","","",null,null,null,"ECRU",null,"0,0525 kg","71 mm","71 mm","22 mm",null,null,"2025-03-03",null,"","https://www.ospel.pl/sites/all/pliki/import/image/podtynk/as/ecru/gpk-2g_p_27.jpg","26.30.30.0","8517 18 00"]
[958,"GPPK-1G/m/00        ","Przyłącz kablowy ",21.3,1,"szt","PLN","23%","",10,null,null,null,null,"5907577477790",null,null,"AS",null,null,"",null,10,null,"https://www.ospel.pl/sites/all/pliki/import/image/podtynk/as/bialy/gppk-1g_m_00.jpg","",null,"5x4mm2 zaciski gwintowe","","",null,null,null,"BIAŁY",null,"","71 mm","71 mm","23 mm",null,null,"2025-03-03",null,"","https://www.ospel.pl/sites/all/pliki/import/image/podtynk/as/bialy/gppk-1g_m_00.jpg","27.33.13.0","8536 90 10"]
[967,"GPT-1G/m/45         ","Gniazdo telefoniczne pojedyncze ",41.8,1,"szt","PLN","23%","",4,null,null,null,null,"5907577475338",null,null,"AS",null,null,"",null,4,null,"https://www.ospel.pl/sites/all/pliki/import/image/podtynk/as/satyna/gpt-1g_m_45.jpg","",null,"Zaciski gwintowe","","",null,null,null,"SATYNA LIGHT",null,"0,053 kg","71 mm","71 mm","22 mm",null,null,"2025-03-03",null,"","https://www.ospel.pl/sites/all/pliki/import/image/podtynk/as/satyna/gpt-1g_m_45.jpg","26.30.30.0","8517 18 00"]
[970,"GPT-2GN/m/27        ","Gniazdo telefoniczne podwójne niezależne ",40.700000000000003,1,"szt","PLN","23%","",10,null,null,null,null,"5907577452520",null,null,"AS",null,null,"",null,10,null,"https://www.ospel.pl/sites/all/pliki/import/image/podtynk/as/ecru/gpt-2g_m_27.jpg","",null,"Zaciski gwintowe","","",null,null,null,"ECRU",null,"0,056 kg","71 mm","71 mm","22 mm",null,null,"2025-03-03",null,"","https://www.ospel.pl/sites/all/pliki/import/image/podtynk/as/ecru/gpt-2g_m_27.jpg","26.30.30.0","8517 18 00"]
[984,"ŁP-11G/m/18         ","Łącznik dwubiegunowy ",29.5,1,"szt","PLN","23%","",4,null,null,null,null,"5907577475741",null,null,"AS",null,null,"",null,4,null,"https://www.ospel.pl/sites/all/pliki/import/image/podtynk/as/srebro/lp-11g_m_18.jpg","",null,"10AX/250~, IP-20 zaciski gwintowe","","",null,null,null,"SREBRO",null,"0,074 kg","71 mm","71 mm","25 mm",null,null,"2025-03-03",null,"https://www.ospel.pl/sites/all/pliki/import/image/schematy/lacznik_dwubiegunowy.jpg","https://www.ospel.pl/sites/all/pliki/import/image/podtynk/as/srebro/lp-11g_m_18.jpg","27.33.11.0","8536 50 07"]
[985,"ŁP-11G/m/27         ","Łącznik dwubiegunowy ",25.1,1,"szt","PLN","23%","",10,null,null,null,null,"5907577452070",null,null,"AS",null,null,"",null,10,null,"https://www.ospel.pl/sites/all/pliki/import/image/podtynk/as/ecru/lp-11g_m_27.jpg","",null,"10AX/250~, IP-20 zaciski gwintowe","","",null,null,null,"ECRU",null,"0,074 kg","71 mm","71 mm","25 mm",null,null,"2025-03-03",null,"https://www.ospel.pl/sites/all/pliki/import/image/schematy/lacznik_dwubiegunowy.jpg","https://www.ospel.pl/sites/all/pliki/import/image/podtynk/as/ecru/lp-11g_m_27.jpg","27.33.11.0","8536 50 07"]
[993,"ŁP-12GS/m/00        ","Łącznik kontrolny z podświetleniem pomarańczowym",27.7,1,"szt","PLN","23%","",10,null,null,null,null,"5907577451196",null,null,"AS",null,null,"",null,10,null,"https://www.ospel.pl/sites/all/pliki/import/image/podtynk/as/bialy/lp-1gs_m_00.jpg","",null,"10AX/250~, IP-20 zaciski gwintowe","","",null,null,null,"BIAŁY",null,"0,0705 kg","71 mm","71 mm","25 mm",null,null,"2025-03-03",null,"","https://www.ospel.pl/sites/all/pliki/import/image/podtynk/as/bialy/lp-1gs_m_00.jpg","27.33.11.0","8536 50 07"]
[1002,"ŁP-13G/m/45         ","Łącznik potrójny ",42.4,1,"szt","PLN","23%","",4,null,null,null,null,"5907577474966",null,null,"AS",null,null,"",null,4,null,"https://www.ospel.pl/sites/all/pliki/import/image/podtynk/as/satyna/lp-13g_m_45.jpg","",null,"10AX/250~, IP-20 zaciski bezgwintowe","","",null,null,null,"SATYNA LIGHT",null,"0,0765 kg","71 mm","71 mm","25 mm",null,null,"2025-03-03",null,"","https://www.ospel.pl/sites/all/pliki/import/image/podtynk/as/satyna/lp-13g_m_45.jpg","27.33.11.0","8536 50 07"]
[1011,"ŁP-15GS/m/33        ","Łącznik hotelowy z podświetleniem pomarańczowym",117.5,1,"szt","PLN","23%","",5,null,null,null,null,"5906729009773",null,null,"AS",null,null,"",null,5,null,"https://www.ospel.pl/sites/all/pliki/import/image/podtynk/as/czarny/lp-15gs_m_33.jpg","",null,"16A230~, IP-20, zaciski gwintowe","","Tylko na zamówienie",null,null,null,"CZARNY METALIK",null,"0,101 kg","71 mm","71 mm","31 mm",null,null,"2025-03-03",null,"","https://www.ospel.pl/sites/all/pliki/import/image/podtynk/as/czarny/lp-15gs_m_33.jpg","27.33.11.0","8536 50 05"]
[1020,"ŁP-17G/m/27         ","Łącznik podwójny zwierny ",29.8,1,"szt","PLN","23%","",10,null,null,null,null,"5907577452148",null,null,"AS",null,null,"",null,10,null,"https://www.ospel.pl/sites/all/pliki/import/image/podtynk/as/ecru/lp-2g_m_27.jpg","",null,"10AX/250~, IP-20 zaciski gwintowe","","",null,null,null,"ECRU",null,"0,0745 kg","71 mm","71 mm","25 mm",null,null,"2025-03-03",null,"","https://www.ospel.pl/sites/all/pliki/import/image/podtynk/as/ecru/lp-2g_m_27.jpg","27.33.11.0","8536 50 07"]
[1025,"ŁP-19G/m/27         ","Łącznik podwójny krzyżowy ",52,1,"szt","PLN","23%","",10,null,null,null,null,"5906729009247",null,null,"AS",null,null,"",null,10,null,"https://www.ospel.pl/sites/all/pliki/import/image/podtynk/as/ecru/lp-2g_m_27.jpg","",null,"10AX250~, IP-20 zaciski gwintowe","","",null,null,null,"ECRU",null,"","71 mm","71 mm","24 mm",null,null,"2025-03-03",null,"","https://www.ospel.pl/sites/all/pliki/import/image/podtynk/as/ecru/lp-2g_m_27.jpg","27.33.11.0","8536 50 07"]
[1037,"ŁP-1GS/m/45         ","Łącznik jednobiegunowy z podświetleniem niebieskim",32,1,"szt","PLN","23%","",4,null,null,null,null,"5907577474782",null,null,"AS",null,null,"",null,4,null,"https://www.ospel.pl/sites/all/pliki/import/image/podtynk/as/satyna/lp-1gs_m_45.jpg","",null,"10AX/250~, IP-20 zaciski gwintowe","","",null,null,null,"SATYNA LIGHT",null,"0,071 kg","71 mm","71 mm","25 mm",null,null,"2025-03-03",null,"","https://www.ospel.pl/sites/all/pliki/import/image/podtynk/as/satyna/lp-1gs_m_45.jpg","27.33.11.0","8536 50 07"]
[1046,"ŁP-24G/m/33         ","Łącznik potrójny zwierny ",44,1,"szt","PLN","23%","",4,null,null,null,null,"5906729017112",null,null,"AS",null,null,"",null,4,null,"https://www.ospel.pl/sites/all/pliki/import/image/podtynk/as/czarny/lp-13g_m_33.jpg","",null,"10AX250~, IP-20 zaciski bezgwintowe","","",null,null,null,"CZARNY METALIK",null,"","71 mm","71 mm","25 mm",null,null,"2025-03-03",null,"","https://www.ospel.pl/sites/all/pliki/import/image/podtynk/as/czarny/lp-13g_m_33.jpg","27.33.11.0","8536 50 07"]
[1052,"ŁP-2G/m/45          ","Łącznik dwugrupowy świecznikowy ",30.9,1,"szt","PLN","23%","",4,null,null,null,null,"5907577474799",null,null,"AS",null,null,"",null,4,null,"https://www.ospel.pl/sites/all/pliki/import/image/podtynk/as/satyna/lp-2g_m_45.jpg","",null,"10AX/250~, IP-20 zaciski gwintowe","","",null,null,null,"SATYNA LIGHT",null,"0,0725 kg","71 mm","71 mm","25 mm",null,null,"2025-03-03",null,"","https://www.ospel.pl/sites/all/pliki/import/image/podtynk/as/satyna/lp-2g_m_45.jpg","27.33.11.0","8536 50 07"]
[1055,"ŁP-2GS/m/27         ","Łącznik dwugrupowy świecznikowy z podświetleniem pomarańczowym",27.2,1,"szt","PLN","23%","",10,null,null,null,null,"5907577451967",null,null,"AS",null,null,"",null,10,null,"https://www.ospel.pl/sites/all/pliki/import/image/podtynk/as/ecru/lp-2gs_m_27.jpg","",null,"10AX/250~, IP-20 zaciski gwintowe","","",null,null,null,"ECRU",null,"0,0735 kg","71 mm","71 mm","25 mm",null,null,"2025-03-03",null,"","https://www.ospel.pl/sites/all/pliki/import/image/podtynk/as/ecru/lp-2gs_m_27.jpg","27.33.11.0","8536 50 07"]
[1064,"ŁP-3GS/m/18         ","Łącznik schodowy z podświetleniem niebieskim",33.799999999999997,1,"szt","PLN","23%","",4,null,null,null,null,"5907577475659",null,null,"AS",null,null,"",null,4,null,"https://www.ospel.pl/sites/all/pliki/import/image/podtynk/as/srebro/lp-3gs_m_18.jpg","",null,"10AX/250~, IP-20 zaciski gwintowe","","",null,null,null,"SREBRO",null,"0,0725 kg","71 mm","71 mm","25 mm",null,null,"2025-03-03",null,"","https://www.ospel.pl/sites/all/pliki/import/image/podtynk/as/srebro/lp-3gs_m_18.jpg","27.33.11.0","8536 50 07"]
[1075,"ŁP-4GS/m/27         ","Łącznik krzyżowy z podświetleniem pomarańczowym",32,1,"szt","PLN","23%","",10,null,null,null,null,"5907577452001",null,null,"AS",null,null,"",null,10,null,"https://www.ospel.pl/sites/all/pliki/import/image/podtynk/as/ecru/lp-4gs_m_27.jpg","",null,"10AX/250~, IP-20 zaciski gwintowe","","",null,null,null,"ECRU",null,"0,078 kg","71 mm","71 mm","25 mm",null,null,"2025-03-03",null,"","https://www.ospel.pl/sites/all/pliki/import/image/podtynk/as/ecru/lp-4gs_m_27.jpg","27.33.11.0","8536 50 07"]
[1081,"ŁP-5G/m/33          ","Łącznik zwierny \"światło\" ",28.2,1,"szt","PLN","23%","",4,null,null,null,null,"5906729011431",null,null,"AS",null,null,"",null,4,null,"https://www.ospel.pl/sites/all/pliki/import/image/podtynk/as/czarny/lp-5g_m_33.jpg","",null,"10AX/250~, IP-20 zaciski gwintowe","","",null,null,null,"CZARNY METALIK",null,"0,07 kg","71 mm","71 mm","25 mm",null,null,"2025-03-03",null,"","https://www.ospel.pl/sites/all/pliki/import/image/podtynk/as/czarny/lp-5g_m_33.jpg","27.33.11.0","8536 50 07"]
[1090,"ŁP-6G/m/27          ","Łącznik zwierny \"dzwonek\" ",16.399999999999999,1,"szt","PLN","23%","",10,null,null,null,null,"5907577452032",null,null,"AS",null,null,"",null,10,null,"https://www.ospel.pl/sites/all/pliki/import/image/podtynk/as/ecru/lp-6g_m_27.jpg","",null,"10AX/250~, IP-20 zaciski gwintowe","","",null,null,null,"ECRU",null,"0,07 kg","71 mm","71 mm","25 mm",null,null,"2025-03-03",null,"","https://www.ospel.pl/sites/all/pliki/import/image/podtynk/as/ecru/lp-6g_m_27.jpg","27.33.11.0","8536 50 07"]
[1099,"ŁP-7G/m/18          ","Łącznik żaluzjowy, zwierny ",33.799999999999997,1,"szt","PLN","23%","",4,null,null,null,null,"5907577475727",null,null,"AS",null,null,"",null,4,null,"https://www.ospel.pl/sites/all/pliki/import/image/podtynk/as/srebro/lp-7g_m_18.jpg","",null,"10AX/250~, IP-20 zaciski gwintowe","","",null,null,null,"SREBRO",null,"0,075 kg","71 mm","71 mm","25 mm",null,null,"2025-03-03",null,"","https://www.ospel.pl/sites/all/pliki/import/image/podtynk/as/srebro/lp-7g_m_18.jpg","27.33.11.0","8536 50 07"]
[1107,"ŁP-7GB/m/45         ","Łącznik żaluzjowy z blokadą mechaniczną",43.7,1,"szt","PLN","23%","",4,null,null,null,null,"5907577479091",null,null,"AS",null,null,"",null,4,null,"https://www.ospel.pl/sites/all/pliki/import/image/podtynk/as/satyna/lp-7g_m_45.jpg","",null,"10AX/250~, IP-20 zaciski gwintowe","","",null,null,null,"SATYNA LIGHT",null,"0,077 kg","71 mm","71 mm","25 mm",null,null,"2025-03-03",null,"","https://www.ospel.pl/sites/all/pliki/import/image/podtynk/as/satyna/lp-7g_m_45.jpg","27.33.11.0","8536 50 07"]
[1108,"ŁP-7GBS/m/00        ","Łącznik żaluzjowy z podświetleniem pomarańczowym z blokadą mechaniczną",40.700000000000003,1,"szt","PLN","23%","",10,null,null,null,null,"5907577479107",null,null,"AS",null,null,"",null,10,null,"https://www.ospel.pl/sites/all/pliki/import/image/podtynk/as/bialy/lp-7gs_m_00.jpg","",null,"10AX/250~, IP-20 zaciski gwintowe","","",null,null,null,"BIAŁY",null,"0,078 kg","71 mm","71 mm","25 mm",null,null,"2025-03-03",null,"","https://www.ospel.pl/sites/all/pliki/import/image/podtynk/as/bialy/lp-7gs_m_00.jpg","27.33.11.0","8536 50 07"]
[1117,"ŁP-7GS/m/45         ","Łącznik żaluzjowy, zwierny, z podświetleniem niebieskim",38.200000000000003,1,"szt","PLN","23%","",4,null,null,null,null,"5907577474904",null,null,"AS",null,null,"",null,4,null,"https://www.ospel.pl/sites/all/pliki/import/image/podtynk/as/satyna/lp-7gs_m_45.jpg","",null,"10AX/250~, IP-20 zaciski gwintowe","","",null,null,null,"SATYNA LIGHT",null,"0,076 kg","71 mm","71 mm","25 mm",null,null,"2025-03-03",null,"","https://www.ospel.pl/sites/all/pliki/import/image/podtynk/as/satyna/lp-7gs_m_45.jpg","27.33.11.0","8536 50 07"]
[1130,"ŁP-9G/m/27          ","Łącznik schodowy + jednobiegunowy ",28.4,1,"szt","PLN","23%","",10,null,null,null,null,"5907577452100",null,null,"AS",null,null,"",null,10,null,"https://www.ospel.pl/sites/all/pliki/import/image/podtynk/as/ecru/lp-2g_m_27.jpg","",null,"10AX/250~, IP-20 zaciski gwintowe","","",null,null,null,"ECRU",null,"0,0785 kg","71 mm","71 mm","25 mm",null,null,"2025-03-03",null,"","https://www.ospel.pl/sites/all/pliki/import/image/podtynk/as/ecru/lp-2g_m_27.jpg","27.33.11.0","8536 50 07"]
[1134,"PNP-1G/18           ","Puszka instalacyjna do serii As pojedyncza",11.8,1,"szt","PLN","23%","",10,null,null,null,null,"5907577476380",null,null,"AS",null,null,"",null,10,null,"https://www.ospel.pl/sites/all/pliki/import/image/podtynk/as/srebro/pnp-1g_18.jpg","",null,"Wysokość 32mm","","",null,null,null,"SREBRO",null,"0,0435 kg","84 mm","84 mm","",null,null,"2025-03-03",null,"","https://www.ospel.pl/sites/all/pliki/import/image/podtynk/as/srebro/pnp-1g_18.jpg","27.33.13.0","8536 90 01"]
[1143,"PNP-3G/00           ","Puszka instalacyjna do serii As potrójna",16.399999999999999,1,"szt","PLN","23%","",4,null,null,null,null,"5907577453237",null,null,"AS",null,null,"",null,4,null,"https://www.ospel.pl/sites/all/pliki/import/image/podtynk/impresja/modul/biala/pnp-3y_00.jpg","",null,"Wysokość 32mm","","",null,null,null,"BIAŁY",null,"0,11 kg","84 mm","226 mm","",null,null,"2025-03-03",null,"","https://www.ospel.pl/sites/all/pliki/import/image/podtynk/impresja/modul/biala/pnp-3y_00.jpg","27.33.13.0","8536 90 01"]
[1152,"PNP-4G/45           ","Puszka instalacyjna do serii As poczwórna",22.5,1,"szt","PLN","23%","",4,null,null,null,null,"5907577475581",null,null,"AS",null,null,"",null,4,null,"https://www.ospel.pl/sites/all/pliki/import/image/podtynk/as/satyna/pnp-4g_45.jpg","",null,"Wysokość 32mm","","",null,null,null,"SATYNA LIGHT",null,"0,14 kg","84 mm","297 mm","",null,null,"2025-03-03",null,"","https://www.ospel.pl/sites/all/pliki/import/image/podtynk/as/satyna/pnp-4g_45.jpg","27.33.13.0","8536 90 01"]
[1159,"R-1G/18             ","Ramka pojedyncza ",8.3000000000000007,1,"szt","PLN","23%","",10,null,null,null,null,"5907577476267",null,null,"AS",null,null,"",null,10,null,"https://www.ospel.pl/sites/all/pliki/import/image/podtynk/as/srebro/r-1g_18.jpg","",null,"Tworzywo ABS","","",null,null,null,"SREBRO",null,"0,017 kg","84 mm","84 mm","",null,null,"2025-03-03",null,"","https://www.ospel.pl/sites/all/pliki/import/image/podtynk/as/srebro/r-1g_18.jpg","27.33.13.0","8536 90 01"]
[1169,"R-3G/18             ","Ramka potrójna ",14.2,1,"szt","PLN","23%","",10,null,null,null,null,"5907577476281",null,null,"AS",null,null,"",null,10,null,"https://www.ospel.pl/sites/all/pliki/import/image/podtynk/as/srebro/r-3g_18.jpg","",null,"Tworzywo ABS","","",null,null,null,"SREBRO",null,"0,0425 kg","84 mm","226 mm","",null,null,"2025-03-03",null,"","https://www.ospel.pl/sites/all/pliki/import/image/podtynk/as/srebro/r-3g_18.jpg","27.33.13.0","8536 90 01"]
[1170,"R-3G/27             ","Ramka potrójna ",10.7,1,"szt","PLN","23%","",10,null,null,null,null,"5907577452773",null,null,"AS",null,null,"",null,10,null,"https://www.ospel.pl/sites/all/pliki/import/image/podtynk/as/ecru/r-3g_27.jpg","",null,"Tworzywo ABS","","",null,null,null,"ECRU",null,"0,0425 kg","84 mm","226 mm","",null,null,"2025-03-03",null,"","https://www.ospel.pl/sites/all/pliki/import/image/podtynk/as/ecru/r-3g_27.jpg","27.33.13.0","8536 90 01"]
[1182,"R-5G/45             ","Ramka pięciokrotna ",22.4,1,"szt","PLN","23%","",10,null,null,null,null,"5907577475475",null,null,"AS",null,null,"",null,10,null,"https://www.ospel.pl/sites/all/pliki/import/image/podtynk/as/satyna/r-5g_45.jpg","",null,"Tworzywo ABS","","",null,null,null,"SATYNA LIGHT",null,"0,0675 kg","84 mm","368 mm","",null,null,"2025-03-03",null,"","https://www.ospel.pl/sites/all/pliki/import/image/podtynk/as/satyna/r-5g_45.jpg","27.33.13.0","8536 90 01"]
[1187,"RH-1G/45            ","Ramka pojedyncza do łączników IP-44 ",9.1999999999999993,1,"szt","PLN","23%","",10,null,null,null,null,"5907577475482",null,null,"AS",null,null,"",null,10,null,"https://www.ospel.pl/sites/all/pliki/import/image/podtynk/as/satyna/rh-1g_45.jpg","",null,"Tworzywo ABS","","",null,null,null,"SATYNA LIGHT",null,"0,017 kg","84 mm","84 mm","",null,null,"2025-03-03",null,"","https://www.ospel.pl/sites/all/pliki/import/image/podtynk/as/satyna/rh-1g_45.jpg","27.33.13.0","8536 90 01"]
[1196,"RH-3G/33            ","Ramka potrójna do łączników IP-44 ",15.5,1,"szt","PLN","23%","",10,null,null,null,null,"5906729008134",null,null,"AS",null,null,"",null,10,null,"https://www.ospel.pl/sites/all/pliki/import/image/podtynk/as/czarny/rh-3g_33.jpg","",null,"Tworzywo ABS","","",null,null,null,"CZARNY METALIK",null,"0,0425 kg","84 mm","226 mm","",null,null,"2025-03-03",null,"","https://www.ospel.pl/sites/all/pliki/import/image/podtynk/as/czarny/rh-3g_33.jpg","27.33.13.0","8536 90 01"]
[1205,"RH-5G/27            ","Ramka pięciokrotna do łączników IP-44 ",20.5,1,"szt","PLN","23%","",10,null,null,null,null,"5907577452933",null,null,"AS",null,null,"",null,10,null,"https://www.ospel.pl/sites/all/pliki/import/image/podtynk/as/ecru/rh-5g_27.jpg","",null,"Tworzywo ABS","","",null,null,null,"ECRU",null,"0,0675 kg","84 mm","368 mm","",null,null,"2025-03-03",null,"","https://www.ospel.pl/sites/all/pliki/import/image/podtynk/as/ecru/rh-5g_27.jpg","27.33.13.0","8536 90 01"]
[1213,"RTP-1GN/m/00        ","Regulator temperatury z czujnikiem napowietrznym",209.7,1,"szt","PLN","23%","",5,null,null,null,null,"5907577458997",null,null,"AS",null,null,"",null,5,null,"https://www.ospel.pl/sites/all/pliki/import/image/podtynk/as/bialy/rtp-1g_m_00.jpg","",null,"zaciski gwintowe","","Tylko na zamówienie",null,null,null,"BIAŁY",null,"0,1025 kg","71 mm","71 mm","31 mm",null,null,"2025-03-03",null,"","https://www.ospel.pl/sites/all/pliki/import/image/podtynk/as/bialy/rtp-1g_m_00.jpg","27.33.13.0","8536 50 05"]
[1222,"Z-1G/m/45           ","Zaślepka ",12.7,1,"szt","PLN","23%","",10,null,null,null,null,"5907577475536",null,null,"AS",null,null,"",null,10,null,"https://www.ospel.pl/sites/all/pliki/import/image/podtynk/as/satyna/z-1g_m_45.jpg","",null,"Montaż do puszek fi 60","","",null,null,null,"SATYNA LIGHT",null,"0,0445 kg","71 mm","71 mm","20 mm",null,null,"2025-03-03",null,"","https://www.ospel.pl/sites/all/pliki/import/image/podtynk/as/satyna/z-1g_m_45.jpg","27.12.23.0","8536 90 01"]
[1231,"GP-1GASP/m/00       ","Gniazdo pojedyncze z uziemieniem schuko z przesłonami torów prądowych,produkt zawiera nanocząsteczki srebra",24.3,1,"szt","PLN","23%","",4,null,null,null,null,"5906729006604",null,null,"AS ANTYBAKTERYJNY",null,null,"",null,4,null,"https://www.ospel.pl/sites/all/pliki/import/image/podtynk/as/bialy/gp-1gsp_m_00.jpg","",null,"16A/250~, IP-20, zaciski gwintowe","","",null,null,null,"BIAŁY",null,"0,0735 kg","71 mm","71 mm","27 mm",null,null,"2025-03-03",null,"","https://www.ospel.pl/sites/all/pliki/import/image/podtynk/as/bialy/gp-1gsp_m_00.jpg","27.33.13.0","8536 69 90"]
[1234,"GP-1GAZD/m/12       ","Gniazdo pojedyncze z uziemieniem DATA produkt zawiera nanocząsteczki srebra",25.6,1,"szt","PLN","23%","",4,null,null,null,null,"",null,null,"AS ANTYBAKTERYJNY",null,null,"",null,4,null,"","",null,"16A/250~, IP-20, zaciski gwintowe","","",null,null,null,"ZIELONY",null,"","","","",null,null,"2025-03-03",null,"","","27.33.13.0","8536 69 90"]
[1240,"GP-1GAZPUSBAC/m/00  ","Gniazdo pojedyncze z uziemieniem z przesłonami, z ładowarką USB A+C , produkt zawiera nanocząsteczki srebra",147.69999999999999,1,"szt","PLN","23%","",5,null,null,null,null,"5906729031682",null,null,"AS ANTYBAKTERYJNY",null,null,"",null,5,null,"https://www.ospel.pl/sites/all/pliki/import/image/podtynk/as/bialy/gp-1gzpusbac_m_00.jpg","",null,"16A/230~, IP-20, zac.bezgw.","","",null,null,null,"BIAŁY",null,"","","","",null,null,"2025-03-03",null,"","https://www.ospel.pl/sites/all/pliki/import/image/podtynk/as/bialy/gp-1gzpusbac_m_00.jpg","27.33.13.0","8536 69 90"]
[1249,"GP-2GASP/00         ","Gniazdo podwójne z uziemieniem schuko z przesłonami, kompletne z ramką, produkt zawiera nanocząsteczki srebra",28.2,1,"szt","PLN","23%","",5,null,null,null,null,"5906729006772",null,null,"AS ANTYBAKTERYJNY",null,null,"",null,5,null,"https://www.ospel.pl/sites/all/pliki/import/image/podtynk/as/bialy/gp-2gasp_00.jpg","",null,"16A/250~, IP-20, zaciski gwintowe","","",null,null,null,"BIAŁY",null,"","","","",null,null,"2025-03-03",null,"","https://www.ospel.pl/sites/all/pliki/import/image/podtynk/as/bialy/gp-2gasp_00.jpg","27.33.13.0","8536 69 90"]
[1257,"GPA-1GAF/m/00       ","Gniazdo antenowe typu F pojedyncze produkt zawiera nanocząsteczki srebra",24.9,1,"szt","PLN","23%","",4,null,null,null,null,"5906729006895",null,null,"AS ANTYBAKTERYJNY",null,null,"",null,4,null,"https://www.ospel.pl/sites/all/pliki/import/image/podtynk/as/bialy/gpa-1gf_m_00.jpg","",null,"","","",null,null,null,"BIAŁY",null,"0,06 kg","71 mm","71 mm","24 mm",null,null,"2025-03-03",null,"","https://www.ospel.pl/sites/all/pliki/import/image/podtynk/as/bialy/gpa-1gf_m_00.jpg","26.40.52.0","8517 18 00"]
[1266,"GPH-1GAS/m/00/w     ","Gniazdo bryzgoszczelne z uziemieniem schuko IP-44 wieczko w kolorze wyrobu, zawiera nanocząsteczki srebra",27.7,1,"szt","PLN","23%","",4,null,null,null,null,"5906729006666",null,null,"AS ANTYBAKTERYJNY",null,null,"",null,4,null,"https://www.ospel.pl/sites/all/pliki/import/image/podtynk/as/bialy/gph-1gz_m_00_w.jpg","",null,"16A/250~, IP-44, zaciski gwintowe","","",null,null,null,"BIAŁY",null,"","71 mm","71 mm","25 mm",null,null,"2025-03-03",null,"","https://www.ospel.pl/sites/all/pliki/import/image/podtynk/as/bialy/gph-1gz_m_00_w.jpg","27.33.13.0","8536 69 90"]
[1275,"GPH-1GAZK/m/22/w    ","Gniazdo bryzgoszczelne z uziemieniem DATA IP-44 wieczko w kolorze wyrobu, produkt zawiera nanocząsteczki srebra",30.5,1,"szt","PLN","23%","",4,null,null,null,null,"",null,null,"AS ANTYBAKTERYJNY",null,null,"",null,4,null,"","",null,"16A/250~, IP-44, zaciski gwintowe","","",null,null,null,"CZERWONY",null,"","","","",null,null,"2025-03-03",null,"","","27.33.13.0","8536 69 90"]
[1284,"GPK-2GAS/p/00       ","Obudowa gniazda podwójnego typu Keystone skośna, produkt zawiera nanocząsteczki srebra",12.8,1,"szt","PLN","23%","",4,null,null,null,null,"5906729006994",null,null,"AS ANTYBAKTERYJNY",null,null,"",null,4,null,"https://www.ospel.pl/sites/all/pliki/import/image/podtynk/as/bialy/gpk-2gs_p_00.jpg","",null,"","","",null,null,null,"BIAŁY",null,"0,055 kg","71 mm","71 mm","21 mm",null,null,"2025-03-03",null,"","https://www.ospel.pl/sites/all/pliki/import/image/podtynk/as/bialy/gpk-2gs_p_00.jpg","26.30.30.0","8517 18 00"]
[1289,"ŁP-10GA/m/00        ","Łącznik podwójny schodowy produkt zawiera nanocząsteczki srebra",28.7,1,"szt","PLN","23%","",4,null,null,null,null,"5906729006468",null,null,"AS ANTYBAKTERYJNY",null,null,"",null,4,null,"https://www.ospel.pl/sites/all/pliki/import/image/podtynk/as/bialy/lp-2g_m_00.jpg","",null,"10AX250~, IP-20 zaciski gwintowe","","",null,null,null,"BIAŁY",null,"0,082 kg","71 mm","71 mm","25 mm",null,null,"2025-03-03",null,"","https://www.ospel.pl/sites/all/pliki/import/image/podtynk/as/bialy/lp-2g_m_00.jpg","27.33.11.0","8536 50 07"]
[1293,"ŁP-13GA/m/00        ","Łącznik potrójny produkt zawiera nanocząsteczki srebra",34.9,1,"szt","PLN","23%","",4,null,null,null,null,"5906729006475",null,null,"AS ANTYBAKTERYJNY",null,null,"",null,4,null,"https://www.ospel.pl/sites/all/pliki/import/image/podtynk/as/bialy/lp-13g_m_00.jpg","",null,"10AX250~, IP-20 zaciski gwintowe","","",null,null,null,"BIAŁY",null,"0,0765 kg","71 mm","71 mm","25 mm",null,null,"2025-03-03",null,"","https://www.ospel.pl/sites/all/pliki/import/image/podtynk/as/bialy/lp-13g_m_00.jpg","27.33.11.0","8536 50 07"]
[1302,"ŁP-2GA/m/00         ","Łącznik dwugrupowy świecznikowy produkt zawiera nanocząsteczki srebra",25.3,1,"szt","PLN","23%","",4,null,null,null,null,"5906729006277",null,null,"AS ANTYBAKTERYJNY",null,null,"",null,4,null,"https://www.ospel.pl/sites/all/pliki/import/image/podtynk/as/bialy/lp-2g_m_00.jpg","",null,"10AX250~, IP-20 zaciski gwintowe","","",null,null,null,"BIAŁY",null,"0,0725 kg","71 mm","71 mm","25 mm",null,null,"2025-03-03",null,"","https://www.ospel.pl/sites/all/pliki/import/image/podtynk/as/bialy/lp-2g_m_00.jpg","27.33.11.0","8536 50 07"]
[1309,"ŁP-5GAS/m/00        ","Łącznik zwierny \"światło\" z podświetleniem niebieskim, produkt zawiera nanocząsteczki srebra",27.8,1,"szt","PLN","23%","",4,null,null,null,null,"5906729006345",null,null,"AS ANTYBAKTERYJNY",null,null,"",null,4,null,"https://www.ospel.pl/sites/all/pliki/import/image/podtynk/as/bialy/lp-5gs_m_00.jpg","",null,"10AX250~, IP-20 zaciski gwintowe","","",null,null,null,"BIAŁY",null,"0,071 kg","71 mm","71 mm","25 mm",null,null,"2025-03-03",null,"","https://www.ospel.pl/sites/all/pliki/import/image/podtynk/as/bialy/lp-5gs_m_00.jpg","27.33.11.0","8536 50 07"]
[1319,"PNP-1GA/00          ","Puszka instalacyjna do serii As pojedyncza, produkt zawiera nanocząsteczki srebra",9.5,1,"szt","PLN","23%","",10,null,null,null,null,"5906729008707",null,null,"AS ANTYBAKTERYJNY",null,null,"",null,10,null,"https://www.ospel.pl/sites/all/pliki/import/image/podtynk/as/bialy/pnp-1g_00.jpg","",null,"Wysokość 32mm","","",null,null,null,"BIAŁY",null,"0,0435 kg","84 mm","84 mm","",null,null,"2025-03-03",null,"","https://www.ospel.pl/sites/all/pliki/import/image/podtynk/as/bialy/pnp-1g_00.jpg","27.33.13.0","8536 90 01"]
[1328,"R-5GA/00            ","Ramka pięciokrotna produkt zawiera nanocząsteczki srebra",25.7,1,"szt","PLN","23%","",10,null,null,null,null,"5906729007120",null,null,"AS ANTYBAKTERYJNY",null,null,"",null,10,null,"https://www.ospel.pl/sites/all/pliki/import/image/podtynk/as/bialy/r-5ga_00.jpg","",null,"Tworzywo ABS","","",null,null,null,"BIAŁY",null,"0,0675 kg","84 mm","368 mm","",null,null,"2025-03-03",null,"","https://www.ospel.pl/sites/all/pliki/import/image/podtynk/as/bialy/r-5ga_00.jpg","27.33.13.0","8536 90 01"]
[1332,"RH-4GA/00           ","Ramka poczwórna do łączników IP-44 produkt zawiera nanocząsteczki srebra",17,1,"szt","PLN","23%","",10,null,null,null,null,"5906729007168",null,null,"AS ANTYBAKTERYJNY",null,null,"",null,10,null,"https://www.ospel.pl/sites/all/pliki/import/image/podtynk/as/bialy/rh-4ga_00.jpg","",null,"Tworzywo ABS","","",null,null,null,"BIAŁY",null,"0,055 kg","84 mm","297 mm","",null,null,"2025-03-03",null,"","https://www.ospel.pl/sites/all/pliki/import/image/podtynk/as/bialy/rh-4ga_00.jpg","27.33.13.0","8536 90 01"]
[1345,"GN-1BZ/00           ","Gniazdo pojedyncze z uziemieniem ",13.1,1,"szt","PLN","23%","",10,null,null,null,null,"5907577425784",null,null,"BIS",null,null,"",null,10,null,"https://www.ospel.pl/sites/all/pliki/import/image/natynk/bis/gn-1bz_00.jpg","https://www.ospel.pl/sites/all/pliki/import/image/rysunki/bis/gniazda_pojedyncze.jpg",null,"","","",null,null,null,"BIAŁY",null,"0,057 kg","60 mm","60 mm","",null,null,"2025-03-03",null,"","https://www.ospel.pl/sites/all/pliki/import/image/natynk/bis/gn-1bz_00.jpg","27.33.13.0","8536 69 90"]
[1354,"GN-2BP/24           ","Gniazdo podwójne z przesłonami torów prądowych",18.399999999999999,1,"szt","PLN","23%","",5,null,null,null,null,"5907577443894",null,null,"BIS",null,null,"",null,5,null,"https://www.ospel.pl/sites/all/pliki/import/image/natynk/bis/gn-2bp_24.jpg","https://www.ospel.pl/sites/all/pliki/import/image/rysunki/bis/gniazda_podwojne_bk.jpg",null,"","","",null,null,null,"BRĄZOWY",null,"0,084 kg","100 mm","60 mm","",null,null,"2025-03-03",null,"","https://www.ospel.pl/sites/all/pliki/import/image/natynk/bis/gn-2bp_24.jpg","27.33.13.0","8536 69 90"]
[1355,"GN-2BS/00           ","Gniazdo podwójne z uziemieniem schuko ",24.5,1,"szt","PLN","23%","",5,null,null,null,null,"5907577425876",null,null,"BIS",null,null,"",null,5,null,"https://www.ospel.pl/sites/all/pliki/import/image/natynk/bis/gn-2bs_00.jpg","https://www.ospel.pl/sites/all/pliki/import/image/rysunki/bis/gniazda_podwojne_schucko.jpg",null,"","","",null,null,null,"BIAŁY",null,"0,101 kg","100 mm","60 mm","",null,null,"2025-03-03",null,"","https://www.ospel.pl/sites/all/pliki/import/image/natynk/bis/gn-2bs_00.jpg","27.33.13.0","8536 69 90"]
[1364,"ŁN-1B/24            ","Łącznik jednobiegunowy ",15.9,1,"szt","PLN","23%","",10,null,null,null,null,"5907577443702",null,null,"BIS",null,null,"",null,10,null,"https://www.ospel.pl/sites/all/pliki/import/image/natynk/bis/ln-1b_24.jpg","https://www.ospel.pl/sites/all/pliki/import/image/rysunki/bis/laczniki.jpg",null,"","","",null,null,null,"BRĄZOWY",null,"0,053 kg","60 mm","60 mm","",null,null,"2025-03-03",null,"https://www.ospel.pl/sites/all/pliki/import/image/schematy/lacznik_jednobiegunowy.jpg","https://www.ospel.pl/sites/all/pliki/import/image/natynk/bis/ln-1b_24.jpg","27.33.11.0","8536 50 07"]
[1372,"ŁN-3B/24            ","Łącznik schodowy ",22.1,1,"szt","PLN","23%","",10,null,null,null,null,"5907577443726",null,null,"BIS",null,null,"",null,10,null,"https://www.ospel.pl/sites/all/pliki/import/image/natynk/bis/ln-3b_24.jpg","https://www.ospel.pl/sites/all/pliki/import/image/rysunki/bis/laczniki.jpg",null,"","","",null,null,null,"BRĄZOWY",null,"0,055 kg","60 mm","60 mm","",null,null,"2025-03-03",null,"https://www.ospel.pl/sites/all/pliki/import/image/schematy/laczniki_schodowe_wspolpraca.jpg","https://www.ospel.pl/sites/all/pliki/import/image/natynk/bis/ln-3b_24.jpg","27.33.11.0","8536 50 07"]
[1381,"ŁN-5BS/00           ","Łącznik zwierny \"światło\" z podświetleniem pomarańczowym",23,1,"szt","PLN","23%","",10,null,null,null,null,"5907577425739",null,null,"BIS",null,null,"",null,10,null,"https://www.ospel.pl/sites/all/pliki/import/image/natynk/bis/ln-5bs_00.jpg","https://www.ospel.pl/sites/all/pliki/import/image/rysunki/bis/laczniki.jpg",null,"","","",null,null,null,"BIAŁY",null,"0,056 kg","60 mm","60 mm","",null,null,"2025-03-03",null,"https://www.ospel.pl/sites/all/pliki/import/image/schematy/lacznik_zwierny_swiatlo_podswietlenie.jpg","https://www.ospel.pl/sites/all/pliki/import/image/natynk/bis/ln-5bs_00.jpg","27.33.11.0","8536 50 07"]
[1387,"ŁN-7B/00            ","Łącznik żaluzjowy ",29,1,"szt","PLN","23%","",10,null,null,null,null,"5907577425685",null,null,"BIS",null,null,"",null,10,null,"https://www.ospel.pl/sites/all/pliki/import/image/natynk/bis/ln-7b_00.jpg","https://www.ospel.pl/sites/all/pliki/import/image/rysunki/bis/lacznik_dwugrupowy.jpg",null,"","","",null,null,null,"BIAŁY",null,"0,059 kg","60 mm","60 mm","",null,null,"2025-03-03",null,"","https://www.ospel.pl/sites/all/pliki/import/image/natynk/bis/ln-7b_00.jpg","27.33.11.0","8536 50 07"]
[1398,"GNH-2DS/30/w        ","Gniazdo podwójne z uziemieniem schuko wieczko w kolorze wyrobu",45.3,1,"szt","PLN","23%","",5,null,null,null,null,"5907577410322",null,null,"DELFINA",null,null,"",null,5,null,"https://www.ospel.pl/sites/all/pliki/import/image/natynk/delfina/gnh-2ds_30.jpg","",null,"","","",null,null,null,"SZARY",null,"0,183 kg","90 mm","72 mm","",null,null,"2025-03-03",null,"","https://www.ospel.pl/sites/all/pliki/import/image/natynk/delfina/gnh-2ds_30.jpg","27.33.13.0","8536 69 90"]
[1407,"ŁNH-4D/00           ","Łącznik krzyżowy ",31.1,1,"szt","PLN","23%","",8,null,null,null,null,"5907577408817",null,null,"DELFINA",null,null,"",null,8,null,"https://www.ospel.pl/sites/all/pliki/import/image/natynk/delfina/lnh-4d_00.jpg","",null,"","","",null,null,null,"BIAŁY",null,"","90 mm","72 mm","",null,null,"2025-03-03",null,"https://www.ospel.pl/sites/all/pliki/import/image/schematy/lacznik_krzyzowy_wspolpraca.jpg","https://www.ospel.pl/sites/all/pliki/import/image/natynk/delfina/lnh-4d_00.jpg","27.33.11.0","8536 50 07"]
[1416,"GNH-1HSP/00/w       ","Gniazdo pojedyncze z uziemieniem schuko z przesłonami torów prądowych wieczko w kolorze wyrobu",20.9,1,"szt","PLN","23%","",10,null,null,null,null,"5907577435905",null,null,"FALA",null,null,"",null,10,null,"https://www.ospel.pl/sites/all/pliki/import/image/natynk/fala/gnh-1hz_00_w.jpg","https://www.ospel.pl/sites/all/pliki/import/image/rysunki/fala/gniazda_schucko.jpg",null,"16A/250~, IP-44, zaciski gwintowe","","",null,null,null,"BIAŁY",null,"0,0905 kg","70 mm","60 mm","",null,null,"2025-03-03",null,"","https://www.ospel.pl/sites/all/pliki/import/image/natynk/fala/gnh-1hz_00_w.jpg","27.33.13.0","8536 69 90"]
[1423,"GNH-2HS/00/w        ","Gniazdo podwójne z uziemieniem schuko wieczko w kolorze wyrobu",37,1,"szt","PLN","23%","",5,null,null,null,null,"5907577415280",null,null,"FALA",null,null,"",null,5,null,"https://www.ospel.pl/sites/all/pliki/import/image/natynk/fala/gnh-2hz_00_w.jpg","",null,"16A/250~, IP-44, zaciski gwintowe","","",null,null,null,"BIAŁY",null,"","70 mm","120 mm","",null,null,"2025-03-03",null,"","https://www.ospel.pl/sites/all/pliki/import/image/natynk/fala/gnh-2hz_00_w.jpg","27.33.13.0","8536 69 90"]
[1425,"GNH-2HSP/00/w       ","Gniazdo podwójne z uziemieniem schuko z przesłonami torów prądowych wieczko w kolorze wyrobu",38,1,"szt","PLN","23%","",5,null,null,null,null,"5907577442552",null,null,"FALA",null,null,"",null,5,null,"https://www.ospel.pl/sites/all/pliki/import/image/natynk/fala/gnh-2hz_00_w.jpg","",null,"16A/250~, IP-44, zaciski gwintowe","","",null,null,null,"BIAŁY",null,"","70 mm","120 mm","",null,null,"2025-03-03",null,"","https://www.ospel.pl/sites/all/pliki/import/image/natynk/fala/gnh-2hz_00_w.jpg","27.33.13.0","8536 69 90"]
[1434,"GNH-3HZ/00/w        ","Gniazdo potrójne z uziemieniem wieczko w kolorze wyrobu",50.5,1,"szt","PLN","23%","",3,null,null,null,null,"5907577427108",null,null,"FALA",null,null,"",null,3,null,"https://www.ospel.pl/sites/all/pliki/import/image/natynk/fala/gnh-3hz_00_w.jpg","",null,"16A/250~, IP-44, zaciski gwintowe","","",null,null,null,"BIAŁY",null,"","70 mm","180 mm","",null,null,"2025-03-03",null,"","https://www.ospel.pl/sites/all/pliki/import/image/natynk/fala/gnh-3hz_00_w.jpg","27.33.13.0","8536 69 90"]
[1446,"ŁNH-4H/00           ","Łącznik krzyżowy ",29.4,1,"szt","PLN","23%","",10,null,null,null,null,"5907577412036",null,null,"FALA",null,null,"",null,10,null,"https://www.ospel.pl/sites/all/pliki/import/image/natynk/fala/lnh-4h_00.jpg","https://www.ospel.pl/sites/all/pliki/import/image/rysunki/fala/laczniki.jpg",null,"10AX/250~, IP-44 zaciski gwintowe","","",null,null,null,"BIAŁY",null,"0,085 kg","70 mm","60 mm","",null,null,"2025-03-03",null,"https://www.ospel.pl/sites/all/pliki/import/image/schematy/lacznik_krzyzowy_wspolpraca.jpg","https://www.ospel.pl/sites/all/pliki/import/image/natynk/fala/lnh-4h_00.jpg","27.33.11.0","8536 50 07"]
[1451,"ŁNH-6H/00           ","Łącznik zwierny \"dzwonek\" ",18.2,1,"szt","PLN","23%","",10,null,null,null,null,"5907577412050",null,null,"FALA",null,null,"",null,10,null,"https://www.ospel.pl/sites/all/pliki/import/image/natynk/fala/lnh-6h_00.jpg","https://www.ospel.pl/sites/all/pliki/import/image/rysunki/fala/laczniki.jpg",null,"10AX/250~, IP-44 zaciski gwintowe","","",null,null,null,"BIAŁY",null,"0,0785 kg","70 mm","60 mm","",null,null,"2025-03-03",null,"https://www.ospel.pl/sites/all/pliki/import/image/schematy/lacznik_zwierny_dzwonek.jpg","https://www.ospel.pl/sites/all/pliki/import/image/natynk/fala/lnh-6h_00.jpg","27.33.11.0","8536 50 07"]
[1460,"ZH-Ł1SG/00/d        ","Łącznik jednobiegunowy z podświetleniem + gniazdo pojedyncze wieczko przezroczyste",38.6,1,"szt","PLN","23%","",5,null,null,null,null,"5907577412425",null,null,"FALA",null,null,"",null,5,null,"https://www.ospel.pl/sites/all/pliki/import/image/natynk/fala/zh-l1sg_00_d.jpg","https://www.ospel.pl/sites/all/pliki/import/image/rysunki/fala/zestaw_lacznik_gniazdo.jpg",null,"10AX/16A/250~, IP-44 zaciski gwintowe","","",null,null,null,"BIAŁY",null,"","70 mm","120 mm","",null,null,"2025-03-03",null,"","https://www.ospel.pl/sites/all/pliki/import/image/natynk/fala/zh-l1sg_00_d.jpg","27.33.13.0","8536 49 00"]
[1469,"AP45-1Y/m/27        ","Adapter podtynkowy systemu OSPEL 45 do serii Impresja",12.5,1,"szt","PLN","23%","",10,null,null,null,null,"5907577494544",null,null,"IMPRESJA",null,null,"",null,10,null,"https://www.ospel.pl/sites/all/pliki/import/image/podtynk/impresja/modul/ecru/ap45-1y_m_27.jpg","",null,"","","",null,null,null,"ECRU",null,"","75 mm","75 mm","20 mm",null,null,"2025-03-03",null,"","https://www.ospel.pl/sites/all/pliki/import/image/podtynk/impresja/modul/ecru/ap45-1y_m_27.jpg","27.33.13.0","8536 90 01"]
[1477,"GG-1Y/m/28          ","Gniazdo głośnikowe pojedyncze ",41.2,1,"szt","PLN","23%","",4,null,null,null,null,"5907577440510",null,null,"IMPRESJA",null,null,"",null,4,null,"https://www.ospel.pl/sites/all/pliki/import/image/podtynk/impresja/modul/zloto/gg-1y_m_28.jpg","https://www.ospel.pl/sites/all/pliki/import/image/rysunki/impresja/gniazda_glosnikowe.jpg",null,"Przyłączalność przewodów 0,75mm2","","",null,null,null,"ZŁOTY METALIK",null,"0,048 kg","71 mm","71 mm","21 mm",null,null,"2025-03-03",null,"","https://www.ospel.pl/sites/all/pliki/import/image/podtynk/impresja/modul/zloto/gg-1y_m_28.jpg","26.40.52.0","8517 18 00"]
[1478,"GG-1Y/m/33          ","Gniazdo głośnikowe pojedyncze ",41.2,1,"szt","PLN","23%","",4,null,null,null,null,"5906729011035",null,null,"IMPRESJA",null,null,"",null,4,null,"https://www.ospel.pl/sites/all/pliki/import/image/podtynk/impresja/modul/czarna/gg-1y_m_33.jpg","",null,"Przyłączalność przewodów 0,75mm2","","",null,null,null,"CZARNY METALIK",null,"0,048 kg","71 mm","71 mm","21 mm",null,null,"2025-03-03",null,"","https://www.ospel.pl/sites/all/pliki/import/image/podtynk/impresja/modul/czarna/gg-1y_m_33.jpg","26.40.52.0","8517 18 00"]
[1487,"GGN-1Y/m/00         ","Gniazdo głośnikowe pojedyncze ",44.9,1,"szt","PLN","23%","",10,null,null,null,null,"5907577477578",null,null,"IMPRESJA",null,null,"",null,10,null,"https://www.ospel.pl/sites/all/pliki/import/image/podtynk/impresja/modul/biala/ggn-1y_m_00.jpg","",null,"Przyłączalność przewodów 6mm2","","",null,null,null,"BIAŁY",null,"0,055 kg","71 mm","71 mm","22 mm",null,null,"2025-03-03",null,"","https://www.ospel.pl/sites/all/pliki/import/image/podtynk/impresja/modul/biala/ggn-1y_m_00.jpg","26.40.52.0","8517 18 00"]
[1498,"GP-1Y/m/28          ","Gniazdo pojedyncze ",25.3,1,"szt","PLN","23%","",4,null,null,null,null,"5907577440299",null,null,"IMPRESJA",null,null,"",null,4,null,"https://www.ospel.pl/sites/all/pliki/import/image/podtynk/impresja/modul/zloto/gp-1y_m_28.jpg","",null,"16A/250~, IP-20, zaciski gwintowe","","",null,null,null,"ZŁOTY METALIK",null,"0,066 kg","71 mm","71 mm","23 mm",null,null,"2025-03-03",null,"","https://www.ospel.pl/sites/all/pliki/import/image/podtynk/impresja/modul/zloto/gp-1y_m_28.jpg","27.33.13.0","8536 69 90"]
[1504,"GP-1YP/m/27         ","Gniazdo pojedyncze z przesłonami torów prądowych",19.7,1,"szt","PLN","23%","",10,null,null,null,null,"5907577438265",null,null,"IMPRESJA",null,null,"",null,10,null,"https://www.ospel.pl/sites/all/pliki/import/image/podtynk/impresja/modul/ecru/gp-1yp_m_27.jpg","",null,"16A/250~, IP-20, zaciski gwintowe","","",null,null,null,"ECRU",null,"0,068 kg","71 mm","71 mm","23 mm",null,null,"2025-03-03",null,"","https://www.ospel.pl/sites/all/pliki/import/image/podtynk/impresja/modul/ecru/gp-1yp_m_27.jpg","27.33.13.0","8536 69 90"]
[1513,"GP-1YS/m/33         ","Gniazdo pojedyncze z uziemieniem schuko ",31.5,1,"szt","PLN","23%","",4,null,null,null,null,"5906729010496",null,null,"IMPRESJA",null,null,"",null,4,null,"https://www.ospel.pl/sites/all/pliki/import/image/podtynk/impresja/modul/czarna/gp-1ys_m_33.jpg","",null,"16A/250~, IP-20, zaciski gwintowe","","",null,null,null,"CZARNY METALIK",null,"0,075 kg","71 mm","71 mm","25 mm",null,null,"2025-03-03",null,"","https://www.ospel.pl/sites/all/pliki/import/image/podtynk/impresja/modul/czarna/gp-1ys_m_33.jpg","27.33.13.0","8536 69 90"]
[1521,"GP-1YSP/m/50        ","Gniazdo pojedyncze z uziemieniem schuko z przesłonami torów prądowych",32.200000000000003,1,"szt","PLN","23%","",4,null,null,null,null,"5907577471408",null,null,"IMPRESJA",null,null,"",null,4,null,"https://www.ospel.pl/sites/all/pliki/import/image/podtynk/impresja/modul/antracyt/gp-1ysp_m_50.jpg","",null,"16A/250~, IP-20, zaciski gwintowe","","",null,null,null,"ANTRACYT",null,"0,076 kg","71 mm","71 mm","25 mm",null,null,"2025-03-03",null,"","https://www.ospel.pl/sites/all/pliki/import/image/podtynk/impresja/modul/antracyt/gp-1ysp_m_50.jpg","27.33.13.0","8536 69 90"]
[1530,"GP-1YZDP/m/00       ","Gniazdo pojedyncze z uziemieniem DATA z przesłonami torów prądowych",22.3,1,"szt","PLN","23%","",10,null,null,null,null,"5907577436926",null,null,"IMPRESJA",null,null,"",null,10,null,"https://www.ospel.pl/sites/all/pliki/import/image/podtynk/impresja/modul/biala/gp-1yzdp_m_00.jpg","",null,"16A/250~, IP-20, zaciski gwintowe","","",null,null,null,"CZERWONY",null,"0,074 kg","71 mm","71 mm","23 mm",null,null,"2025-03-03",null,"","https://www.ospel.pl/sites/all/pliki/import/image/podtynk/impresja/modul/biala/gp-1yzdp_m_00.jpg","27.33.13.0","8536 69 90"]
[1539,"GP-1YZPUSB/m/00     ","Gniazdo pojedyncze z uziemieniem z przesłonami torów prądowych, z ładowarką USB",115.9,1,"szt","PLN","23%","",5,null,null,null,null,"5907577494636",null,null,"IMPRESJA",null,null,"",null,5,null,"https://www.ospel.pl/sites/all/pliki/import/image/podtynk/impresja/modul/biala/gp-1yzpusb_m_00.jpg","",null,"16A/230~,USB 5V/2,1A, IP-20, zac.bezgw.","","",null,null,null,"BIAŁY",null,"0,104 kg","73 mm","73 mm","34 mm",null,null,"2025-03-03",null,"","https://www.ospel.pl/sites/all/pliki/import/image/podtynk/impresja/modul/biala/gp-1yzpusb_m_00.jpg","27.33.13.0","8536 69 90"]
[1540,"GP-1YZPUSB/m/18     ","Gniazdo pojedyncze z uziemieniem z przesłonami torów prądowych, z ładowarką USB",124.5,1,"szt","PLN","23%","",5,null,null,null,null,"5907577494643",null,null,"IMPRESJA",null,null,"",null,5,null,"https://www.ospel.pl/sites/all/pliki/import/image/podtynk/impresja/modul/srebro/gp-1yzpusb_m_18.jpg","",null,"16A/230~,USB 5V/2,1A, IP-20, zac.bezgw.","","",null,null,null,"SREBRO",null,"0,104 kg","73 mm","73 mm","34 mm",null,null,"2025-03-03",null,"","https://www.ospel.pl/sites/all/pliki/import/image/podtynk/impresja/modul/srebro/gp-1yzpusb_m_18.jpg","27.33.13.0","8536 69 90"]
[1553,"GP-2Y/00            ","Gniazdo podwójne kompletne z ramką",24,1,"szt","PLN","23%","",10,null,null,null,null,"5907577437077",null,null,"IMPRESJA",null,null,"",null,10,null,"https://www.ospel.pl/sites/all/pliki/import/image/podtynk/impresja/modul/biala/gp-2y_00.jpg","",null,"16A/250~, IP-20, zaciski gwintowe","","",null,null,null,"BIAŁY",null,"0,0815 kg","84 mm","84 mm","27 mm",null,null,"2025-03-03",null,"","https://www.ospel.pl/sites/all/pliki/import/image/podtynk/impresja/modul/biala/gp-2y_00.jpg","27.33.13.0","8536 69 90"]
[1557,"GP-2Y/28            ","Gniazdo podwójne kompletne z ramką",32.799999999999997,1,"szt","PLN","23%","",4,null,null,null,null,"5907577440329",null,null,"IMPRESJA",null,null,"",null,4,null,"https://www.ospel.pl/sites/all/pliki/import/image/podtynk/impresja/modul/zloto/gp-2y_28.jpg","",null,"16A/250~, IP-20, zaciski gwintowe","","",null,null,null,"ZŁOTY METALIK",null,"0,0815 kg","84 mm","84 mm","27 mm",null,null,"2025-03-03",null,"","https://www.ospel.pl/sites/all/pliki/import/image/podtynk/impresja/modul/zloto/gp-2y_28.jpg","27.33.13.0","8536 69 90"]
[1566,"GP-2YC/50           ","Gniazdo podwójne z uziemieniem z funkcją niezamienności faz, kompletne z ramką",34.700000000000003,1,"szt","PLN","23%","",5,null,null,null,null,"5907577471415",null,null,"IMPRESJA",null,null,"",null,5,null,"https://www.ospel.pl/sites/all/pliki/import/image/podtynk/impresja/modul/antracyt/gp-2yc_50.jpg","",null,"16A/250~, IP-20, zaciski gwintowe","","",null,null,null,"ANTRACYT",null,"0,091 kg","90 mm","84 mm","22 mm",null,null,"2025-03-03",null,"","https://www.ospel.pl/sites/all/pliki/import/image/podtynk/impresja/modul/antracyt/gp-2yc_50.jpg","27.33.13.0","8536 69 90"]
[1573,"GP-2YP/50           ","Gniazdo podwójne z przesłonami torów prądowych, kompletne z ramką",33.6,1,"szt","PLN","23%","",4,null,null,null,null,"5907577471422",null,null,"IMPRESJA",null,null,"",null,4,null,"https://www.ospel.pl/sites/all/pliki/import/image/podtynk/impresja/modul/antracyt/gp-2yp_50.jpg","",null,"16A/250~, IP-20, zaciski gwintowe","","",null,null,null,"ANTRACYT",null,"0,083 kg","84 mm","84 mm","27 mm",null,null,"2025-03-03",null,"","https://www.ospel.pl/sites/all/pliki/import/image/podtynk/impresja/modul/antracyt/gp-2yp_50.jpg","27.33.13.0","8536 69 90"]
[1583,"GP-2YRAZ/m/23       ","Gniazdo podwójne z uziemieniem moduł bez ramki",30.5,1,"szt","PLN","23%","",4,null,null,null,null,"5907577480691",null,null,"IMPRESJA",null,null,"",null,4,null,"https://www.ospel.pl/sites/all/pliki/import/image/podtynk/impresja/modul/tytan/gp-2yrz_m_23.jpg","",null,"16A/250~, IP-20, do ramek linii Prestige","","",null,null,null,"TYTAN",null,"0,084 kg","71 mm","71 mm","19 mm",null,null,"2025-03-03",null,"","https://www.ospel.pl/sites/all/pliki/import/image/podtynk/impresja/modul/tytan/gp-2yrz_m_23.jpg","27.33.13.0","8536 69 90"]
[1592,"GP-2YRAZP/m/28      ","Gniazdo podwójne z uziemieniem z przesłonami torów prądowych, moduł bez ramki",31.8,1,"szt","PLN","23%","",4,null,null,null,null,"5907577480776",null,null,"IMPRESJA",null,null,"",null,4,null,"https://www.ospel.pl/sites/all/pliki/import/image/podtynk/impresja/modul/zloto/gp-2yrzp_m_28.jpg","",null,"16A/250~, IP-20, do ramek linii Prestige","","",null,null,null,"ZŁOTY METALIK",null,"0,085 kg","71 mm","71 mm","19 mm",null,null,"2025-03-03",null,"","https://www.ospel.pl/sites/all/pliki/import/image/podtynk/impresja/modul/zloto/gp-2yrzp_m_28.jpg","27.33.13.0","8536 69 90"]
[1596,"GP-2YRP/m/18        ","Gniazdo podwójne z przesłonami torów prądowych, moduł bez ramki",27.6,1,"szt","PLN","23%","",4,null,null,null,null,"5907577440664",null,null,"IMPRESJA",null,null,"",null,4,null,"https://www.ospel.pl/sites/all/pliki/import/image/podtynk/impresja/modul/srebro/gp-2yrp_m_18.jpg","",null,"16A/250~, IP-20, zaciski gwintowe","","",null,null,null,"SREBRO",null,"0,072 kg","71 mm","71 mm","27 mm",null,null,"2025-03-03",null,"","https://www.ospel.pl/sites/all/pliki/import/image/podtynk/impresja/modul/srebro/gp-2yrp_m_18.jpg","27.33.13.0","8536 69 90"]
[1601,"GP-2YRP/m/50        ","Gniazdo podwójne z przesłonami torów prądowych, moduł bez ramki",27.6,1,"szt","PLN","23%","",4,null,null,null,null,"5907577471439",null,null,"IMPRESJA",null,null,"",null,4,null,"https://www.ospel.pl/sites/all/pliki/import/image/podtynk/impresja/modul/antracyt/gp-2yrp_m_50.jpg","",null,"16A/250~, IP-20, zaciski gwintowe","","",null,null,null,"ANTRACYT",null,"0,072 kg","71 mm","71 mm","27 mm",null,null,"2025-03-03",null,"","https://www.ospel.pl/sites/all/pliki/import/image/podtynk/impresja/modul/antracyt/gp-2yrp_m_50.jpg","27.33.13.0","8536 69 90"]
[1610,"GP-2YRZP/m/18       ","Gniazdo podwójne z uziemieniem z przesłonami torów prądowych, moduł bez ramki",31.8,1,"szt","PLN","23%","",4,null,null,null,null,"5907577440671",null,null,"IMPRESJA",null,null,"",null,4,null,"https://www.ospel.pl/sites/all/pliki/import/image/podtynk/impresja/modul/srebro/gp-2yrzp_m_18.jpg","https://www.ospel.pl/sites/all/pliki/import/image/rysunki/impresja/gniazda_podwojne.jpg",null,"16A/250~, IP-20, zaciski gwintowe","","",null,null,null,"SREBRO",null,"0,085 kg","71 mm","71 mm","27 mm",null,null,"2025-03-03",null,"","https://www.ospel.pl/sites/all/pliki/import/image/podtynk/impresja/modul/srebro/gp-2yrzp_m_18.jpg","27.33.13.0","8536 69 90"]
[1619,"GP-2YS/27           ","Gniazdo podwójne z uziemieniem schuko kompletne z ramką",30.5,1,"szt","PLN","23%","",5,null,null,null,null,"5907577440787",null,null,"IMPRESJA",null,null,"",null,5,null,"https://www.ospel.pl/sites/all/pliki/import/image/podtynk/impresja/modul/ecru/gp-2ys_27.jpg","https://www.ospel.pl/sites/all/pliki/import/image/rysunki/impresja/gniazda_podwojne_schucko.jpg",null,"16A/250~, IP-20, zaciski gwintowe","","",null,null,null,"ECRU",null,"0,0915 kg","90 mm","84 mm","22 mm",null,null,"2025-03-03",null,"","https://www.ospel.pl/sites/all/pliki/import/image/podtynk/impresja/modul/ecru/gp-2ys_27.jpg","27.33.13.0","8536 69 90"]
[1628,"GP-2YSP/33          ","Gniazdo podwójne z uziemieniem schuko z przesłonami torów prądowych, kompletne z ramką",36.799999999999997,1,"szt","PLN","23%","",5,null,null,null,null,"5906729010618",null,null,"IMPRESJA",null,null,"",null,5,null,"https://www.ospel.pl/sites/all/pliki/import/image/podtynk/impresja/modul/czarna/gp-2ysp_33.jpg","",null,"16A/250~, IP-20, zaciski gwintowe","","",null,null,null,"CZARNY METALIK",null,"0,093 kg","90 mm","84 mm","22 mm",null,null,"2025-03-03",null,"","https://www.ospel.pl/sites/all/pliki/import/image/podtynk/impresja/modul/czarna/gp-2ysp_33.jpg","27.33.13.0","8536 69 90"]
[1636,"GP-2YZ/50           ","Gniazdo podwójne z uziemieniem kompletne z ramką",34.700000000000003,1,"szt","PLN","23%","",4,null,null,null,null,"5907577461768",null,null,"IMPRESJA",null,null,"",null,4,null,"https://www.ospel.pl/sites/all/pliki/import/image/podtynk/impresja/modul/antracyt/gp-2yz_50.jpg","",null,"16A/250~, IP-20, zaciski gwintowe","","",null,null,null,"ANTRACYT",null,"0,093 kg","84 mm","84 mm","27 mm",null,null,"2025-03-03",null,"","https://www.ospel.pl/sites/all/pliki/import/image/podtynk/impresja/modul/antracyt/gp-2yz_50.jpg","27.33.13.0","8536 69 90"]
[1645,"GP-3Y/m/18          ","Gniazdo potrójne EURO ",27.8,1,"szt","PLN","23%","",4,null,null,null,null,"5907577439811",null,null,"IMPRESJA",null,null,"",null,4,null,"https://www.ospel.pl/sites/all/pliki/import/image/podtynk/impresja/modul/srebro/gp-3y_m_18.jpg","https://www.ospel.pl/sites/all/pliki/import/image/rysunki/impresja/gniazda_potrojne_euro.jpg",null,"2,5A/250~ IP-20, zaciski gwintowe","","",null,null,null,"SREBRO",null,"0,066 kg","71 mm","71 mm","22 mm",null,null,"2025-03-03",null,"","https://www.ospel.pl/sites/all/pliki/import/image/podtynk/impresja/modul/srebro/gp-3y_m_18.jpg","27.33.13.0","8536 69 90"]
[1651,"GPA-10YP/m/00       ","Gniazdo RTV przelotowe 10-dB ",64.400000000000006,1,"szt","PLN","23%","",10,null,null,null,null,"5907577437367",null,null,"IMPRESJA",null,null,"",null,10,null,"https://www.ospel.pl/sites/all/pliki/import/image/podtynk/impresja/modul/biala/gpa-yk_m_00.jpg","https://www.ospel.pl/sites/all/pliki/import/image/rysunki/impresja/gniazda_rtv_sat.jpg",null,"Współczynnik tłumienia 10dB","","",null,null,null,"BIAŁY",null,"0,103 kg","71 mm","71 mm","24 mm",null,null,"2025-03-03",null,"https://www.ospel.pl/sites/all/pliki/import/image/schematy/rtv_sat.pdf","https://www.ospel.pl/sites/all/pliki/import/image/podtynk/impresja/modul/biala/gpa-yk_m_00.jpg","26.40.52.0","8517 18 00"]
[1662,"GPA-10YPZ/m/28      ","Gniazdo RTV zakończeniowe ",70.7,1,"szt","PLN","23%","",4,null,null,null,null,"5907577440404",null,null,"IMPRESJA",null,null,"",null,4,null,"https://www.ospel.pl/sites/all/pliki/import/image/podtynk/impresja/modul/zloto/gpa-10yp_m_28.jpg","https://www.ospel.pl/sites/all/pliki/import/image/rysunki/impresja/gniazda_rtv_sat.jpg",null,"Współczynnik tłumienia 10dB","","",null,null,null,"ZŁOTY METALIK",null,"0,103 kg","71 mm","71 mm","24 mm",null,null,"2025-03-03",null,"https://www.ospel.pl/sites/all/pliki/import/image/schematy/rtv_sat.pdf","https://www.ospel.pl/sites/all/pliki/import/image/podtynk/impresja/modul/zloto/gpa-10yp_m_28.jpg","26.40.52.0","8517 18 00"]
[1663,"GPA-10YPZ/m/33      ","Gniazdo RTV zakończeniowe ",70.7,1,"szt","PLN","23%","",4,null,null,null,null,"5906729010649",null,null,"IMPRESJA",null,null,"",null,4,null,"https://www.ospel.pl/sites/all/pliki/import/image/podtynk/impresja/modul/czarna/gpa-10yp_m_33.jpg","",null,"Współczynnik tłumienia 10dB","","",null,null,null,"CZARNY METALIK",null,"0,103 kg","71 mm","71 mm","24 mm",null,null,"2025-03-03",null,"","https://www.ospel.pl/sites/all/pliki/import/image/podtynk/impresja/modul/czarna/gpa-10yp_m_33.jpg","26.40.52.0","8517 18 00"]
[1672,"GPA-16YP/m/00       ","Gniazdo RTV przelotowe 16-dB ",64.400000000000006,1,"szt","PLN","23%","",10,null,null,null,null,"5907577437404",null,null,"IMPRESJA",null,null,"",null,10,null,"https://www.ospel.pl/sites/all/pliki/import/image/podtynk/impresja/modul/biala/gpa-yk_m_00.jpg","https://www.ospel.pl/sites/all/pliki/import/image/rysunki/impresja/gniazda_rtv_sat.jpg",null,"Współczynnik tłumienia 16dB","","",null,null,null,"BIAŁY",null,"0,103 kg","71 mm","71 mm","24 mm",null,null,"2025-03-03",null,"https://www.ospel.pl/sites/all/pliki/import/image/schematy/rtv_sat.pdf","https://www.ospel.pl/sites/all/pliki/import/image/podtynk/impresja/modul/biala/gpa-yk_m_00.jpg","26.40.52.0","8517 18 00"]
[1680,"GPA-1YF/m/18        ","Gniazdo antenowe typu F pojedyncze ",30.6,1,"szt","PLN","23%","",4,null,null,null,null,"5907577458669",null,null,"IMPRESJA",null,null,"",null,4,null,"https://www.ospel.pl/sites/all/pliki/import/image/podtynk/impresja/modul/srebro/gpa-1yf_m_18.jpg","https://www.ospel.pl/sites/all/pliki/import/image/rysunki/impresja/gniazda_antenowe_f.jpg",null,"Złącze typu F","","",null,null,null,"SREBRO",null,"0,052 kg","71 mm","71 mm","24 mm",null,null,"2025-03-03",null,"","https://www.ospel.pl/sites/all/pliki/import/image/podtynk/impresja/modul/srebro/gpa-1yf_m_18.jpg","26.40.52.0","8517 18 00"]
[1689,"GPA-2YF/m/27        ","Gniazdo antenowe typu F podwójne ",34.9,1,"szt","PLN","23%","",10,null,null,null,null,"5907577455569",null,null,"IMPRESJA",null,null,"",null,10,null,"https://www.ospel.pl/sites/all/pliki/import/image/podtynk/impresja/modul/ecru/gpa-2yf_m_27.jpg","",null,"Złącze typu F","","",null,null,null,"ECRU",null,"0,052 kg","71 mm","71 mm","24 mm",null,null,"2025-03-03",null,"","https://www.ospel.pl/sites/all/pliki/import/image/podtynk/impresja/modul/ecru/gpa-2yf_m_27.jpg","26.40.52.0","8517 18 00"]
[1698,"GPA-Y2S/m/33        ","Gniazdo RTV-SAT z dwoma wyjściami SAT ",113.2,1,"szt","PLN","23%","",4,null,null,null,null,"5906729011141",null,null,"IMPRESJA",null,null,"",null,4,null,"https://www.ospel.pl/sites/all/pliki/import/image/podtynk/impresja/modul/czarna/gpa-y2s_m_33.jpg","",null,"Współczynnik tłumienia 1,5dB","","",null,null,null,"CZARNY METALIK",null,"0,110 kg","71 mm","71 mm","24 mm",null,null,"2025-03-03",null,"","https://www.ospel.pl/sites/all/pliki/import/image/podtynk/impresja/modul/czarna/gpa-y2s_m_33.jpg","26.40.52.0","8517 18 00"]
[1703,"GPA-YD/m/27         ","Gniazdo RTV-DATA ",91.7,1,"szt","PLN","23%","",10,null,null,null,null,"5907577461010",null,null,"IMPRESJA",null,null,"",null,10,null,"https://www.ospel.pl/sites/all/pliki/import/image/podtynk/impresja/modul/ecru/gpa-yd_m_27.jpg","",null,"Częstotliwość toru DATA 5÷862 MHz","","",null,null,null,"ECRU",null,"0,128 kg","71 mm","71 mm","24 mm",null,null,"2025-03-03",null,"","https://www.ospel.pl/sites/all/pliki/import/image/podtynk/impresja/modul/ecru/gpa-yd_m_27.jpg","26.40.52.0","8517 18 00"]
[1715,"GPA-YS/m/18         ","Gniazdo RTV-SAT końcowe ",87.7,1,"szt","PLN","23%","",4,null,null,null,null,"5907577439873",null,null,"IMPRESJA",null,null,"",null,4,null,"https://www.ospel.pl/sites/all/pliki/import/image/podtynk/impresja/modul/srebro/gpa-ys_m_18.jpg","",null,"Współczynnik tłumienia 1,5-2dB","","",null,null,null,"SREBRO",null,"0,1045 kg","71 mm","71 mm","24 mm",null,null,"2025-03-03",null,"https://www.ospel.pl/sites/all/pliki/import/image/schematy/rtv_sat.pdf","https://www.ospel.pl/sites/all/pliki/import/image/podtynk/impresja/modul/srebro/gpa-ys_m_18.jpg","26.40.52.0","8517 18 00"]
[1724,"GPA-YSP/m/27        ","Gniazdo RTV-SAT przelotowe ",104,1,"szt","PLN","23%","",10,null,null,null,null,"5907577438470",null,null,"IMPRESJA",null,null,"",null,10,null,"https://www.ospel.pl/sites/all/pliki/import/image/podtynk/impresja/modul/ecru/gpa-ys_m_27.jpg","",null,"Współczynnik tłumienia 1,2dB","","",null,null,null,"ECRU",null,"0,1055 kg","71 mm","71 mm","24 mm",null,null,"2025-03-03",null,"https://www.ospel.pl/sites/all/pliki/import/image/schematy/rtv_sat.pdf","https://www.ospel.pl/sites/all/pliki/import/image/podtynk/impresja/modul/ecru/gpa-ys_m_27.jpg","26.40.52.0","8517 18 00"]
[1726,"GPA-YSP/m/33        ","Gniazdo RTV-SAT przelotowe ",106,1,"szt","PLN","23%","",4,null,null,null,null,"5906729010717",null,null,"IMPRESJA",null,null,"",null,4,null,"https://www.ospel.pl/sites/all/pliki/import/image/podtynk/impresja/modul/czarna/gpa-ys_m_33.jpg","",null,"Współczynnik tłumienia 1,2dB","","",null,null,null,"CZARNY METALIK",null,"0,1055 kg","71 mm","71 mm","24 mm",null,null,"2025-03-03",null,"","https://www.ospel.pl/sites/all/pliki/import/image/podtynk/impresja/modul/czarna/gpa-ys_m_33.jpg","26.40.52.0","8517 18 00"]
[1733,"GPE-1Y/m/33         ","Gniazdo ekwipotencjalne pojedyncze ",88.4,1,"szt","PLN","23%","",4,null,null,null,null,"5906729011165",null,null,"IMPRESJA",null,null,"",null,4,null,"https://www.ospel.pl/sites/all/pliki/import/image/podtynk/impresja/modul/czarna/gpe-1y_m_33.jpg","",null,"","","",null,null,null,"CZARNY METALIK",null,"0,049 kg","71 mm","71 mm","20 mm",null,null,"2025-03-03",null,"","https://www.ospel.pl/sites/all/pliki/import/image/podtynk/impresja/modul/czarna/gpe-1y_m_33.jpg","","8536 90 10"]
[1742,"GPH-1YS/m/00/d      ","Gniazdo bryzgoszczelne z uziemieniem schuko IP-44 wieczko przezroczyste",32,1,"szt","PLN","23%","",10,null,null,null,null,"5907577437046",null,null,"IMPRESJA",null,null,"",null,10,null,"https://www.ospel.pl/sites/all/pliki/import/image/podtynk/impresja/modul/biala/gph-1ys_m_00_d.jpg","https://www.ospel.pl/sites/all/pliki/import/image/rysunki/impresja/gniazda_bryzgoszczelne.jpg",null,"16A/250~, IP-44, zaciski gwintowe","","",null,null,null,"BIAŁY",null,"0,0830 kg","71 mm","71 mm","23 mm",null,null,"2025-03-03",null,"","https://www.ospel.pl/sites/all/pliki/import/image/podtynk/impresja/modul/biala/gph-1ys_m_00_d.jpg","27.33.13.0","8536 69 90"]
[1751,"GPH-1YSP/m/23/d     ","Gniazdo bryzgoszczelne z uziemieniem schuko IP-44 z przesłonami torów prądowych wieczko przezroczyste",36.5,1,"szt","PLN","23%","",4,null,null,null,null,"5907577440893",null,null,"IMPRESJA",null,null,"",null,4,null,"https://www.ospel.pl/sites/all/pliki/import/image/podtynk/impresja/modul/tytan/gph-1ysp_m_23_d.jpg","https://www.ospel.pl/sites/all/pliki/import/image/rysunki/impresja/gniazda_bryzgoszczelne.jpg",null,"16A/250~, IP-44, zaciski gwintowe","","",null,null,null,"TYTAN",null,"0,0840 kg","71 mm","71 mm","23 mm",null,null,"2025-03-03",null,"","https://www.ospel.pl/sites/all/pliki/import/image/podtynk/impresja/modul/tytan/gph-1ysp_m_23_d.jpg","27.33.13.0","8536 69 90"]
[1762,"GPH-1YZ/m/28/d      ","Gniazdo bryzgoszczelne z uziemieniem IP-44 wieczko przezroczyste",33.9,1,"szt","PLN","23%","",4,null,null,null,null,"5907577440312",null,null,"IMPRESJA",null,null,"",null,4,null,"https://www.ospel.pl/sites/all/pliki/import/image/podtynk/impresja/modul/zloto/gph-1yz_m_28_d.jpg","https://www.ospel.pl/sites/all/pliki/import/image/rysunki/impresja/gniazda_bryzgoszczelne.jpg",null,"16A/250~, IP-44, zaciski gwintowe","","",null,null,null,"ZŁOTY METALIK",null,"0,0855 kg","71 mm","71 mm","23 mm",null,null,"2025-03-03",null,"","https://www.ospel.pl/sites/all/pliki/import/image/podtynk/impresja/modul/zloto/gph-1yz_m_28_d.jpg","27.33.13.0","8536 69 90"]
[1768,"GPH-1YZP/m/23/d     ","Gniazdo bryzgoszczelne z uziemieniem IP-44 z przesłonami torów prądowych wieczko przezroczyste",35.6,1,"szt","PLN","23%","",4,null,null,null,null,"5907577439002",null,null,"IMPRESJA",null,null,"",null,4,null,"https://www.ospel.pl/sites/all/pliki/import/image/podtynk/impresja/modul/tytan/gph-1yzp_m_23_d.jpg","https://www.ospel.pl/sites/all/pliki/import/image/rysunki/impresja/gniazda_bryzgoszczelne.jpg",null,"16A/250~, IP-44, zaciski gwintowe","","",null,null,null,"TYTAN",null,"0,0855 kg","71 mm","71 mm","23 mm",null,null,"2025-03-03",null,"","https://www.ospel.pl/sites/all/pliki/import/image/podtynk/impresja/modul/tytan/gph-1yzp_m_23_d.jpg","27.33.13.0","8536 69 90"]
[1777,"GPK-1Y/K/m/27       ","Gniazdo komputerowe pojedyncze, kat. 5e MMC",55.9,1,"szt","PLN","23%","",10,null,null,null,null,"5907577438524",null,null,"IMPRESJA",null,null,"",null,10,null,"https://www.ospel.pl/sites/all/pliki/import/image/podtynk/impresja/modul/ecru/gpk-1y_k_m_27.jpg","https://www.ospel.pl/sites/all/pliki/import/image/rysunki/impresja/gniazda_t_k_1.jpg",null,"Złącze IDC","","",null,null,null,"ECRU",null,"0,0575 kg","71 mm","71 mm","20 mm",null,null,"2025-03-03",null,"","https://www.ospel.pl/sites/all/pliki/import/image/podtynk/impresja/modul/ecru/gpk-1y_k_m_27.jpg","26.30.30.0","8517 18 00"]
[1785,"GPK-1Y/p/28         ","Obudowa gniazda pojedynczego typu Keystone prosta",17,1,"szt","PLN","23%","",4,null,null,null,null,"5907577462321",null,null,"IMPRESJA",null,null,"",null,4,null,"https://www.ospel.pl/sites/all/pliki/import/image/podtynk/impresja/modul/zloto/gpk-1y_p_28.jpg","",null,"","","",null,null,null,"ZŁOTY METALIK",null,"0,0515 kg","71 mm","71 mm","30 mm",null,null,"2025-03-03",null,"","https://www.ospel.pl/sites/all/pliki/import/image/podtynk/impresja/modul/zloto/gpk-1y_p_28.jpg","26.30.30.0","8517 18 00"]
[1786,"GPK-1Y/p/33         ","Obudowa gniazda pojedynczego typu Keystone prosta",17,1,"szt","PLN","23%","",4,null,null,null,null,"5906729010793",null,null,"IMPRESJA",null,null,"",null,4,null,"https://www.ospel.pl/sites/all/pliki/import/image/podtynk/impresja/modul/czarna/gpk-1y_p_33.jpg","",null,"","","",null,null,null,"CZARNY METALIK",null,"0,0515 kg","71 mm","71 mm","30 mm",null,null,"2025-03-03",null,"","https://www.ospel.pl/sites/all/pliki/import/image/podtynk/impresja/modul/czarna/gpk-1y_p_33.jpg","26.30.30.0","8517 18 00"]
[1795,"GPK-2Y/K/m/00       ","Gniazdo komputerowe podwójne, kat. 5e MMC",91,1,"szt","PLN","23%","",10,null,null,null,null,"5907577437565",null,null,"IMPRESJA",null,null,"",null,10,null,"https://www.ospel.pl/sites/all/pliki/import/image/podtynk/impresja/modul/biala/gpk-2y_k_m_00.jpg","https://www.ospel.pl/sites/all/pliki/import/image/rysunki/impresja/gniazda_t_k.jpg",null,"Złącze IDC","","",null,null,null,"BIAŁY",null,"0,065 kg","71 mm","71 mm","20 mm",null,null,"2025-03-03",null,"","https://www.ospel.pl/sites/all/pliki/import/image/podtynk/impresja/modul/biala/gpk-2y_k_m_00.jpg","26.30.30.0","8517 18 00"]
[1804,"GPK-2Y/p/23         ","Obudowa gniazda podwójnego typu Keystone prosta",17,1,"szt","PLN","23%","",4,null,null,null,null,"5907577462123",null,null,"IMPRESJA",null,null,"",null,4,null,"https://www.ospel.pl/sites/all/pliki/import/image/podtynk/impresja/modul/tytan/gpk-2y_p_23.jpg","",null,"","","",null,null,null,"TYTAN",null,"0,0515 kg","71 mm","71 mm","30 mm",null,null,"2025-03-03",null,"","https://www.ospel.pl/sites/all/pliki/import/image/podtynk/impresja/modul/tytan/gpk-2y_p_23.jpg","26.30.30.0","8517 18 00"]
[1810,"GPK-2YS/p/18        ","Obudowa gniazda podwójnego typu Keystone skośna",17.399999999999999,1,"szt","PLN","23%","",4,null,null,null,null,"5907577455224",null,null,"IMPRESJA",null,null,"",null,4,null,"https://www.ospel.pl/sites/all/pliki/import/image/podtynk/impresja/modul/srebro/gpk-2ys_p_18.jpg","",null,"","","",null,null,null,"SREBRO",null,"0,055 kg","71 mm","71 mm","30 mm",null,null,"2025-03-03",null,"","https://www.ospel.pl/sites/all/pliki/import/image/podtynk/impresja/modul/srebro/gpk-2ys_p_18.jpg","26.30.30.0","8517 18 00"]
[1821,"GPPK-1Y/m/33        ","Przyłącz kablowy ",36.5,1,"szt","PLN","23%","",4,null,null,null,null,"5906729011189",null,null,"IMPRESJA",null,null,"",null,4,null,"https://www.ospel.pl/sites/all/pliki/import/image/podtynk/impresja/modul/czarna/gppk-1y_m_33.jpg","",null,"5x4mm2 zaciski gwintowe","","",null,null,null,"CZARNY METALIK",null,"0,08 kg","71 mm","71 mm","28 mm",null,null,"2025-03-03",null,"","https://www.ospel.pl/sites/all/pliki/import/image/podtynk/impresja/modul/czarna/gppk-1y_m_33.jpg","27.33.13.0","8536 90 10"]
[1830,"GPT-2YN/m/00        ","Gniazdo telefoniczne podwójne niezależne",51.5,1,"szt","PLN","23%","",10,null,null,null,null,"5907577437503",null,null,"IMPRESJA",null,null,"",null,10,null,"https://www.ospel.pl/sites/all/pliki/import/image/podtynk/impresja/modul/biala/gpt-2yr_m_00.jpg","https://www.ospel.pl/sites/all/pliki/import/image/rysunki/impresja/gniazda_t_k.jpg",null,"Zaciski gwintowe","","",null,null,null,"BIAŁY",null,"0,0555 kg","71 mm","71 mm","20 mm",null,null,"2025-03-03",null,"","https://www.ospel.pl/sites/all/pliki/import/image/podtynk/impresja/modul/biala/gpt-2yr_m_00.jpg","26.30.30.0","8517 18 00"]
[1837,"GPT-2YR/m/00        ","Gniazdo telefoniczne podwójne równoległe",51.5,1,"szt","PLN","23%","",10,null,null,null,null,"5907577437527",null,null,"IMPRESJA",null,null,"",null,10,null,"https://www.ospel.pl/sites/all/pliki/import/image/podtynk/impresja/modul/biala/gpt-2yr_m_00.jpg","https://www.ospel.pl/sites/all/pliki/import/image/rysunki/impresja/gniazda_t_k.jpg",null,"Zaciski gwintowe","","",null,null,null,"BIAŁY",null,"0,0535 kg","71 mm","71 mm","20 mm",null,null,"2025-03-03",null,"","https://www.ospel.pl/sites/all/pliki/import/image/podtynk/impresja/modul/biala/gpt-2yr_m_00.jpg","26.30.30.0","8517 18 00"]
[1847,"ŁP-10Y/m/27         ","Łącznik podwójny schodowy ",32.4,1,"szt","PLN","23%","",10,null,null,null,null,"5907577438142",null,null,"IMPRESJA",null,null,"",null,10,null,"https://www.ospel.pl/sites/all/pliki/import/image/podtynk/impresja/modul/ecru/lp-2y_m_27.jpg","https://www.ospel.pl/sites/all/pliki/import/image/rysunki/impresja/lacznik_podwojny.jpg",null,"16AX250~, IP-20, zaciski bezgwintowe","","",null,null,null,"ECRU",null,"0,0805 kg","71 mm","71 mm","23 mm",null,null,"2025-03-03",null,"https://www.ospel.pl/sites/all/pliki/import/image/schematy/lacznik_podwojny_schodowy.jpg","https://www.ospel.pl/sites/all/pliki/import/image/podtynk/impresja/modul/ecru/lp-2y_m_27.jpg","27.33.11.0","8536 50 07"]
[1848,"ŁP-10Y/m/28         ","Łącznik podwójny schodowy ",37.4,1,"szt","PLN","23%","",4,null,null,null,null,"5907577440183",null,null,"IMPRESJA",null,null,"",null,4,null,"https://www.ospel.pl/sites/all/pliki/import/image/podtynk/impresja/modul/zloto/lp-2y_m_28.jpg","https://www.ospel.pl/sites/all/pliki/import/image/rysunki/impresja/lacznik_podwojny.jpg",null,"16AX250~, IP-20, zaciski bezgwintowe","","",null,null,null,"ZŁOTY METALIK",null,"0,0805 kg","71 mm","71 mm","23 mm",null,null,"2025-03-03",null,"https://www.ospel.pl/sites/all/pliki/import/image/schematy/lacznik_podwojny_schodowy.jpg","https://www.ospel.pl/sites/all/pliki/import/image/podtynk/impresja/modul/zloto/lp-2y_m_28.jpg","27.33.11.0","8536 50 07"]
[1860,"ŁP-11YS/m/23        ","Łącznik dwubiegunowy z podświetleniem niebieskim",37.4,1,"szt","PLN","23%","",4,null,null,null,null,"5907577438913",null,null,"IMPRESJA",null,null,"",null,4,null,"https://www.ospel.pl/sites/all/pliki/import/image/podtynk/impresja/modul/tytan/lp-11ys_m_23.jpg","",null,"16AX250~, IP-20, zaciski bezgwintowe","","",null,null,null,"TYTAN",null,"0,075 kg","71 mm","71 mm","23 mm",null,null,"2025-03-03",null,"https://www.ospel.pl/sites/all/pliki/import/image/schematy/lacznik_dwubiegunowy.jpg","https://www.ospel.pl/sites/all/pliki/import/image/podtynk/impresja/modul/tytan/lp-11ys_m_23.jpg","27.33.11.0","8536 50 07"]
[1865,"ŁP-12YS/m/00        ","Łącznik kontrolny z podświetleniem pomarańczowym",29,1,"szt","PLN","23%","",10,null,null,null,null,"5907577436728",null,null,"IMPRESJA",null,null,"",null,10,null,"https://www.ospel.pl/sites/all/pliki/import/image/podtynk/impresja/modul/biala/lp-1ys_m_00.jpg","",null,"16AX250~, IP-20, zaciski bezgwintowe","","",null,null,null,"BIAŁY",null,"0,074 kg","71 mm","71 mm","23 mm",null,null,"2025-03-03",null,"https://www.ospel.pl/sites/all/pliki/import/image/schematy/lacznik_kontrolny.jpg","https://www.ospel.pl/sites/all/pliki/import/image/podtynk/impresja/modul/biala/lp-1ys_m_00.jpg","27.33.11.0","8536 50 07"]
[1874,"ŁP-13Y/m/23         ","Łącznik potrójny ",45.3,1,"szt","PLN","23%","",4,null,null,null,null,"5907577443399",null,null,"IMPRESJA",null,null,"",null,4,null,"https://www.ospel.pl/sites/all/pliki/import/image/podtynk/impresja/modul/tytan/lp-13y_m_23.jpg","",null,"10AX/250~, IP-20 zaciski bezgwintowe","","",null,null,null,"TYTAN",null,"0,0755 kg","71 mm","71 mm","23 mm",null,null,"2025-03-03",null,"https://www.ospel.pl/sites/all/pliki/import/image/schematy/lacznik_potrojny.jpg","https://www.ospel.pl/sites/all/pliki/import/image/podtynk/impresja/modul/tytan/lp-13y_m_23.jpg","27.33.11.0","8536 50 07"]
[1883,"ŁP-15YS/m/28        ","Łącznik hotelowy z podświetleniem pomarańczowym",127.9,1,"szt","PLN","23%","",5,null,null,null,null,"5907577440534",null,null,"IMPRESJA",null,null,"",null,5,null,"https://www.ospel.pl/sites/all/pliki/import/image/podtynk/impresja/modul/zloto/lp-15ys_m_28.jpg","https://www.ospel.pl/sites/all/pliki/import/image/rysunki/impresja/lacznik_hotelowy.jpg",null,"16A230~, IP-20, zaciski gwintowe","","Tylko na zamówienie",null,null,null,"ZŁOTY METALIK",null,"0,101 kg","71 mm","71 mm","29 mm",null,null,"2025-03-03",null,"https://www.ospel.pl/sites/all/pliki/import/image/schematy/lacznik_hotelowy.jpg","https://www.ospel.pl/sites/all/pliki/import/image/podtynk/impresja/modul/zloto/lp-15ys_m_28.jpg","27.33.11.0","8536 50 05"]
[1892,"ŁP-16Y/m/50         ","Elektroniczny czujnik ruchu ",287.8,1,"szt","PLN","23%","",5,null,null,null,null,"5907577461935",null,null,"IMPRESJA",null,null,"",null,5,null,"https://www.ospel.pl/sites/all/pliki/import/image/podtynk/impresja/modul/antracyt/lp-16y_m_50.jpg","",null,"Zasięg działania do 7 metrów","","Tylko na zamówienie",null,null,null,"ANTRACYT",null,"0,103 kg","71 mm","71 mm","28.5 mm",null,null,"2025-03-03",null,"","https://www.ospel.pl/sites/all/pliki/import/image/podtynk/impresja/modul/antracyt/lp-16y_m_50.jpg","27.33.11.0","8536 50 05"]
[1900,"ŁP-19Y/m/00         ","Łącznik podwójny krzyżowy ",56.7,1,"szt","PLN","23%","",10,null,null,null,null,"5906729009162",null,null,"IMPRESJA",null,null,"",null,10,null,"https://www.ospel.pl/sites/all/pliki/import/image/podtynk/impresja/modul/biala/lp-2y_m_00.jpg","",null,"10AX250~, IP-20 zaciski gwintowe","","",null,null,null,"BIAŁY",null,"","71 mm","71 mm","21 mm",null,null,"2025-03-03",null,"","https://www.ospel.pl/sites/all/pliki/import/image/podtynk/impresja/modul/biala/lp-2y_m_00.jpg","27.33.11.0","8536 50 07"]
[1909,"ŁP-1Y/m/23          ","Łącznik jednobiegunowy ",29,1,"szt","PLN","23%","",4,null,null,null,null,"5907577438753",null,null,"IMPRESJA",null,null,"",null,4,null,"https://www.ospel.pl/sites/all/pliki/import/image/podtynk/impresja/modul/tytan/lp-1y_m_23.jpg","https://www.ospel.pl/sites/all/pliki/import/image/rysunki/impresja/lacznik_ip20.jpg",null,"16AX250~, IP-20, zaciski bezgwintowe","","",null,null,null,"TYTAN",null,"0,07 kg","71 mm","71 mm","23 mm",null,null,"2025-03-03",null,"https://www.ospel.pl/sites/all/pliki/import/image/schematy/lacznik_jednobiegunowy.jpg","https://www.ospel.pl/sites/all/pliki/import/image/podtynk/impresja/modul/tytan/lp-1y_m_23.jpg","27.33.11.0","8536 50 07"]
[1915,"ŁP-1YS/m/18         ","Łącznik jednobiegunowy z podświetleniem niebieskim",34.299999999999997,1,"szt","PLN","23%","",4,null,null,null,null,"5907577439668",null,null,"IMPRESJA",null,null,"",null,4,null,"https://www.ospel.pl/sites/all/pliki/import/image/podtynk/impresja/modul/srebro/lp-1ys_m_18.jpg","",null,"16AX250~, IP-20, zaciski bezgwintowe","","",null,null,null,"SREBRO",null,"0,071 kg","71 mm","71 mm","23 mm",null,null,"2025-03-03",null,"https://www.ospel.pl/sites/all/pliki/import/image/schematy/lacznik_jednobiegunowy_podswietlenie.jpg","https://www.ospel.pl/sites/all/pliki/import/image/podtynk/impresja/modul/srebro/lp-1ys_m_18.jpg","27.33.11.0","8536 50 07"]
[1918,"ŁP-1YS/m/28         ","Łącznik jednobiegunowy z podświetleniem niebieskim",34.299999999999997,1,"szt","PLN","23%","",4,null,null,null,null,"5907577440213",null,null,"IMPRESJA",null,null,"",null,4,null,"https://www.ospel.pl/sites/all/pliki/import/image/podtynk/impresja/modul/zloto/lp-1ys_m_28.jpg","",null,"16AX250~, IP-20, zaciski bezgwintowe","","",null,null,null,"ZŁOTY METALIK",null,"0,071 kg","71 mm","71 mm","23 mm",null,null,"2025-03-03",null,"https://www.ospel.pl/sites/all/pliki/import/image/schematy/lacznik_jednobiegunowy_podswietlenie.jpg","https://www.ospel.pl/sites/all/pliki/import/image/podtynk/impresja/modul/zloto/lp-1ys_m_28.jpg","27.33.11.0","8536 50 07"]
[1927,"ŁP-21Y/m/50         ","Łącznik zwierny ",30.6,1,"szt","PLN","23%","",4,null,null,null,null,"5906729016191",null,null,"IMPRESJA",null,null,"",null,4,null,"https://www.ospel.pl/sites/all/pliki/import/image/podtynk/impresja/modul/antracyt/lp-1y_m_50.jpg","",null,"10AX/250~, IP-20 zaciski bezgwintowe","","",null,null,null,"ANTRACYT",null,"0,07 kg","71 mm","71 mm","23 mm",null,null,"2025-03-03",null,"","https://www.ospel.pl/sites/all/pliki/import/image/podtynk/impresja/modul/antracyt/lp-1y_m_50.jpg","27.33.11.0","8536 50 07"]
[1936,"ŁP-2Y/m/18          ","Łącznik dwugrupowy świecznikowy ",33.1,1,"szt","PLN","23%","",4,null,null,null,null,"5907577439545",null,null,"IMPRESJA",null,null,"",null,4,null,"https://www.ospel.pl/sites/all/pliki/import/image/podtynk/impresja/modul/srebro/lp-2y_m_18.jpg","https://www.ospel.pl/sites/all/pliki/import/image/rysunki/impresja/lacznik_podwojny.jpg",null,"16AX250~, IP-20, zaciski bezgwintowe","","",null,null,null,"SREBRO",null,"0,072 kg","71 mm","71 mm","23 mm",null,null,"2025-03-03",null,"","https://www.ospel.pl/sites/all/pliki/import/image/podtynk/impresja/modul/srebro/lp-2y_m_18.jpg","27.33.11.0","8536 50 07"]
[1944,"ŁP-2YS/m/23         ","Łącznik dwugrupowy świecznikowy z podświetleniem niebieskim",36.5,1,"szt","PLN","23%","",4,null,null,null,null,"5907577438890",null,null,"IMPRESJA",null,null,"",null,4,null,"https://www.ospel.pl/sites/all/pliki/import/image/podtynk/impresja/modul/tytan/lp-2ys_m_23.jpg","https://www.ospel.pl/sites/all/pliki/import/image/rysunki/impresja/lacznik_podwojny_swiatlo.jpg",null,"16AX250~, IP-20, zaciski bezgwintowe","","",null,null,null,"TYTAN",null,"0,073 kg","71 mm","71 mm","23 mm",null,null,"2025-03-03",null,"","https://www.ospel.pl/sites/all/pliki/import/image/podtynk/impresja/modul/tytan/lp-2ys_m_23.jpg","27.33.11.0","8536 50 07"]
[1953,"ŁP-3Y/m/28          ","Łącznik schodowy ",30.9,1,"szt","PLN","23%","",4,null,null,null,null,"5907577440107",null,null,"IMPRESJA",null,null,"",null,4,null,"https://www.ospel.pl/sites/all/pliki/import/image/podtynk/impresja/modul/zloto/lp-3y_m_28.jpg","https://www.ospel.pl/sites/all/pliki/import/image/rysunki/impresja/lacznik_ip20.jpg",null,"16AX250~, IP-20, zaciski bezgwintowe","","",null,null,null,"ZŁOTY METALIK",null,"0,0715 kg","71 mm","71 mm","23 mm",null,null,"2025-03-03",null,"https://www.ospel.pl/sites/all/pliki/import/image/schematy/laczniki_schodowe_wspolpraca.jpg","https://www.ospel.pl/sites/all/pliki/import/image/podtynk/impresja/modul/zloto/lp-3y_m_28.jpg","27.33.11.0","8536 50 07"]
[1962,"ŁP-3YS/m/50         ","Łącznik schodowy z podświetleniem niebieskim",36.4,1,"szt","PLN","23%","",4,null,null,null,null,"5907577461546",null,null,"IMPRESJA",null,null,"",null,4,null,"https://www.ospel.pl/sites/all/pliki/import/image/podtynk/impresja/modul/antracyt/lp-3ys_m_50.jpg","",null,"16AX250~, IP-20, zaciski bezgwintowe","","",null,null,null,"ANTRACYT",null,"0,073 kg","71 mm","71 mm","23 mm",null,null,"2025-03-03",null,"","https://www.ospel.pl/sites/all/pliki/import/image/podtynk/impresja/modul/antracyt/lp-3ys_m_50.jpg","27.33.11.0","8536 50 07"]
[1967,"ŁP-4Y/m/28          ","Łącznik krzyżowy ",36.1,1,"szt","PLN","23%","",4,null,null,null,null,"5907577440114",null,null,"IMPRESJA",null,null,"",null,4,null,"https://www.ospel.pl/sites/all/pliki/import/image/podtynk/impresja/modul/zloto/lp-4y_m_28.jpg","https://www.ospel.pl/sites/all/pliki/import/image/rysunki/impresja/lacznik_ip20.jpg",null,"16AX250~, IP-20, zaciski bezgwintowe","","",null,null,null,"ZŁOTY METALIK",null,"0,077 kg","71 mm","71 mm","23 mm",null,null,"2025-03-03",null,"https://www.ospel.pl/sites/all/pliki/import/image/schematy/lacznik_krzyzowy_wspolpraca.jpg","https://www.ospel.pl/sites/all/pliki/import/image/podtynk/impresja/modul/zloto/lp-4y_m_28.jpg","27.33.11.0","8536 50 07"]
[1971,"ŁP-4YS/m/18         ","Łącznik krzyżowy z podświetleniem niebieskim",41.5,1,"szt","PLN","23%","",4,null,null,null,null,"5907577439699",null,null,"IMPRESJA",null,null,"",null,4,null,"https://www.ospel.pl/sites/all/pliki/import/image/podtynk/impresja/modul/srebro/lp-4ys_m_18.jpg","",null,"16AX250~, IP-20, zaciski bezgwintowe","","",null,null,null,"SREBRO",null,"0,078 kg","71 mm","71 mm","23 mm",null,null,"2025-03-03",null,"https://www.ospel.pl/sites/all/pliki/import/image/schematy/lacznik_krzyzowy_wspolpraca.jpg","https://www.ospel.pl/sites/all/pliki/import/image/podtynk/impresja/modul/srebro/lp-4ys_m_18.jpg","27.33.11.0","8536 50 07"]
[1980,"ŁP-5Y/m/27          ","Łącznik zwierny \"światło\" ",24.3,1,"szt","PLN","23%","",10,null,null,null,null,"5907577438081",null,null,"IMPRESJA",null,null,"",null,10,null,"https://www.ospel.pl/sites/all/pliki/import/image/podtynk/impresja/modul/ecru/lp-5y_m_27.jpg","https://www.ospel.pl/sites/all/pliki/import/image/rysunki/impresja/lacznik_ip20.jpg",null,"10AX/250~, IP-20 zaciski bezgwintowe","","",null,null,null,"ECRU",null,"0,07 kg","71 mm","71 mm","23 mm",null,null,"2025-03-03",null,"https://www.ospel.pl/sites/all/pliki/import/image/schematy/lacznik_zwierny_swiatlo.jpg","https://www.ospel.pl/sites/all/pliki/import/image/podtynk/impresja/modul/ecru/lp-5y_m_27.jpg","27.33.11.0","8536 50 07"]
[1990,"ŁP-5YS/m/50         ","Łącznik zwierny \"światło\" z podświetleniem niebieskim",36.4,1,"szt","PLN","23%","",4,null,null,null,null,"5907577461584",null,null,"IMPRESJA",null,null,"",null,4,null,"https://www.ospel.pl/sites/all/pliki/import/image/podtynk/impresja/modul/antracyt/lp-5ys_m_50.jpg","",null,"10AX/250~, IP-20 zaciski bezgwintowe","","",null,null,null,"ANTRACYT",null,"0,071 kg","71 mm","71 mm","23 mm",null,null,"2025-03-03",null,"","https://www.ospel.pl/sites/all/pliki/import/image/podtynk/impresja/modul/antracyt/lp-5ys_m_50.jpg","27.33.11.0","8536 50 07"]
[1997,"ŁP-6Y/m/50          ","Łącznik zwierny \"dzwonek\" ",30.6,1,"szt","PLN","23%","",4,null,null,null,null,"5907577461591",null,null,"IMPRESJA",null,null,"",null,4,null,"https://www.ospel.pl/sites/all/pliki/import/image/podtynk/impresja/modul/antracyt/lp-6y_m_50.jpg","",null,"10AX/250~, IP-20 zaciski bezgwintowe","","",null,null,null,"ANTRACYT",null,"0,07 kg","71 mm","71 mm","23 mm",null,null,"2025-03-03",null,"","https://www.ospel.pl/sites/all/pliki/import/image/podtynk/impresja/modul/antracyt/lp-6y_m_50.jpg","27.33.11.0","8536 50 07"]
[2006,"ŁP-7Y/m/18          ","Łącznik żaluzjowy, zwierny ",36.4,1,"szt","PLN","23%","",4,null,null,null,null,"5907577439590",null,null,"IMPRESJA",null,null,"",null,4,null,"https://www.ospel.pl/sites/all/pliki/import/image/podtynk/impresja/modul/srebro/lp-7y_m_18.jpg","https://www.ospel.pl/sites/all/pliki/import/image/rysunki/impresja/lacznik_podwojny.jpg",null,"10AX/250~, IP-20 zaciski bezgwintowe","","",null,null,null,"SREBRO",null,"0,0745 kg","71 mm","71 mm","23 mm",null,null,"2025-03-03",null,"","https://www.ospel.pl/sites/all/pliki/import/image/podtynk/impresja/modul/srebro/lp-7y_m_18.jpg","27.33.11.0","8536 50 07"]
[2015,"ŁP-7YB/m/27         ","Łącznik żaluzjowy z blokadą mechaniczną",40.4,1,"szt","PLN","23%","",10,null,null,null,null,"5907577478421",null,null,"IMPRESJA",null,null,"",null,10,null,"https://www.ospel.pl/sites/all/pliki/import/image/podtynk/impresja/modul/ecru/lp-7y_m_27.jpg","",null,"10AX/250~, IP-20 zaciski bezgwintowe","","",null,null,null,"ECRU",null,"0,08 kg","71 mm","71 mm","23 mm",null,null,"2025-03-03",null,"","https://www.ospel.pl/sites/all/pliki/import/image/podtynk/impresja/modul/ecru/lp-7y_m_27.jpg","27.33.11.0","8536 50 07"]
[2019,"ŁP-7YBS/m/00        ","Łącznik żaluzjowy z podświetleniem pomarańczowym z blokadą mechaniczną",46,1,"szt","PLN","23%","",10,null,null,null,null,"5907577478803",null,null,"IMPRESJA",null,null,"",null,10,null,"https://www.ospel.pl/sites/all/pliki/import/image/podtynk/impresja/modul/biala/lp-7ys_m_00.jpg","",null,"10AX/250~, IP-20 zaciski bezgwintowe","","",null,null,null,"BIAŁY",null,"0,0815 kg","71 mm","71 mm","23 mm",null,null,"2025-03-03",null,"","https://www.ospel.pl/sites/all/pliki/import/image/podtynk/impresja/modul/biala/lp-7ys_m_00.jpg","27.33.11.0","8536 50 07"]
[2032,"ŁP-7YS/m/50         ","Łącznik żaluzjowy, zwierny, z podświetleniem niebieskim",41,1,"szt","PLN","23%","",4,null,null,null,null,"5907577461621",null,null,"IMPRESJA",null,null,"",null,4,null,"https://www.ospel.pl/sites/all/pliki/import/image/podtynk/impresja/modul/antracyt/lp-7ys_m_50.jpg","",null,"10AX/250~, IP-20 zaciski bezgwintowe","","",null,null,null,"ANTRACYT",null,"0,076 kg","71 mm","71 mm","23 mm",null,null,"2025-03-03",null,"","https://www.ospel.pl/sites/all/pliki/import/image/podtynk/impresja/modul/antracyt/lp-7ys_m_50.jpg","27.33.11.0","8536 50 07"]
[2033,"ŁP-8Y/m/00          ","Ściemniacz przyciskowo-obrotowy przystosowany do obciążenia żarowego i halogenowego",125.1,1,"szt","PLN","23%","",5,null,null,null,null,"5907577436780",null,null,"IMPRESJA",null,null,"",null,5,null,"https://www.ospel.pl/sites/all/pliki/import/image/podtynk/impresja/modul/biala/lp-8y_m_00.jpg","https://www.ospel.pl/sites/all/pliki/import/image/rysunki/impresja/sciemniacz_p_o.jpg",null,"40-400W, 230V~50Hz, zaciski gwintowe","","",null,null,null,"BIAŁY",null,"0,1155 kg","71 mm","71 mm","23 mm",null,null,"2025-03-03",null,"https://www.ospel.pl/sites/all/pliki/import/image/schematy/sciemniacze.pdf","https://www.ospel.pl/sites/all/pliki/import/image/podtynk/impresja/modul/biala/lp-8y_m_00.jpg","27.33.11.0","8536 50 05"]
[2042,"ŁP-8YL2/m/23        ","Ściemniacz uniwersalny do obciążenia żarowego, halogenowego oraz LED",202.9,1,"szt","PLN","23%","",5,null,null,null,null,"5907577478469",null,null,"IMPRESJA",null,null,"",null,5,null,"https://www.ospel.pl/sites/all/pliki/import/image/podtynk/impresja/modul/tytan/lp-8y_m_23.jpg","",null,"LED 0-100W, GLS 10-250W, 230V~50Hz","","",null,null,null,"TYTAN",null,"0,093 kg","71 mm","71 mm","31 mm",null,null,"2025-03-03",null,"","https://www.ospel.pl/sites/all/pliki/import/image/podtynk/impresja/modul/tytan/lp-8y_m_23.jpg","27.33.11.0","8536 50 05"]
[2050,"ŁP-9Y/m/27          ","Łącznik schodowy + jednobiegunowy ",28.6,1,"szt","PLN","23%","",10,null,null,null,null,"5907577438135",null,null,"IMPRESJA",null,null,"",null,10,null,"https://www.ospel.pl/sites/all/pliki/import/image/podtynk/impresja/modul/ecru/lp-2y_m_27.jpg","https://www.ospel.pl/sites/all/pliki/import/image/rysunki/impresja/lacznik_ip20.jpg",null,"16AX250~, IP-20, zaciski bezgwintowe","","",null,null,null,"ECRU",null,"0,077 kg","71 mm","71 mm","23 mm",null,null,"2025-03-03",null,"https://www.ospel.pl/sites/all/pliki/import/image/schematy/lacznik_zintegrowany_lacznik_schodowy_wspolpraca.jpg","https://www.ospel.pl/sites/all/pliki/import/image/podtynk/impresja/modul/ecru/lp-2y_m_27.jpg","27.33.11.0","8536 50 07"]
[2059,"PNP-1Y/33           ","Puszka instalacyjna do serii IMPRESJA pojedyncza",12,1,"szt","PLN","23%","",10,null,null,null,null,"5906729010984",null,null,"IMPRESJA",null,null,"",null,10,null,"https://www.ospel.pl/sites/all/pliki/import/image/podtynk/impresja/modul/czarna/pnp-1y_33.jpg","",null,"Wysokość 32mm","","",null,null,null,"CZARNY METALIK",null,"0,0435 kg","84 mm","84 mm","",null,null,"2025-03-03",null,"","https://www.ospel.pl/sites/all/pliki/import/image/podtynk/impresja/modul/czarna/pnp-1y_33.jpg","27.33.13.0","8536 90 01"]
[2068,"PNP-3Y/00           ","Puszka instalacyjna do serii IMPRESJA potrójna",16.600000000000001,1,"szt","PLN","23%","",4,null,null,null,null,"5907577441852",null,null,"IMPRESJA",null,null,"",null,4,null,"https://www.ospel.pl/sites/all/pliki/import/image/podtynk/impresja/modul/biala/pnp-3y_00.jpg","https://www.ospel.pl/sites/all/pliki/import/image/rysunki/impresja/puszka_3.jpg",null,"Wysokość 32mm","","",null,null,null,"BIAŁY",null,"0,11 kg","84 mm","226 mm","",null,null,"2025-03-03",null,"","https://www.ospel.pl/sites/all/pliki/import/image/podtynk/impresja/modul/biala/pnp-3y_00.jpg","27.33.13.0","8536 90 01"]
[2074,"PNP-3Y/50           ","Puszka instalacyjna do serii IMPRESJA potrójna",19.399999999999999,1,"szt","PLN","23%","",4,null,null,null,null,"5907577470265",null,null,"IMPRESJA",null,null,"",null,4,null,"https://www.ospel.pl/sites/all/pliki/import/image/podtynk/impresja/modul/antracyt/pnp-3y_50.jpg","",null,"Wysokość 32mm","","",null,null,null,"ANTRACYT",null,"0,11 kg","84 mm","226 mm","",null,null,"2025-03-03",null,"","https://www.ospel.pl/sites/all/pliki/import/image/podtynk/impresja/modul/antracyt/pnp-3y_50.jpg","27.33.13.0","8536 90 01"]
[2085,"PNP-5Y/27           ","Puszka instalacyjna do serii IMPRESJA pięciokrotna",27.4,1,"szt","PLN","23%","",3,null,null,null,null,"5907577441982",null,null,"IMPRESJA",null,null,"",null,3,null,"https://www.ospel.pl/sites/all/pliki/import/image/podtynk/impresja/modul/ecru/pnp-5y_27.jpg","https://www.ospel.pl/sites/all/pliki/import/image/rysunki/impresja/puszka_5.jpg",null,"Wysokość 32mm","","",null,null,null,"ECRU",null,"0,166 kg","84 mm","368 mm","",null,null,"2025-03-03",null,"","https://www.ospel.pl/sites/all/pliki/import/image/podtynk/impresja/modul/ecru/pnp-5y_27.jpg","27.33.13.0","8536 90 01"]
[2094,"R-1Y/33             ","Ramka pojedyncza ",8.4,1,"szt","PLN","23%","",10,null,null,null,null,"5906729010861",null,null,"IMPRESJA",null,null,"",null,10,null,"https://www.ospel.pl/sites/all/pliki/import/image/podtynk/impresja/modul/czarna/r-1y_33.jpg","",null,"Tworzywo ABS","","",null,null,null,"CZARNY METALIK",null,"0,016 kg","84 mm","84 mm","",null,null,"2025-03-03",null,"","https://www.ospel.pl/sites/all/pliki/import/image/podtynk/impresja/modul/czarna/r-1y_33.jpg","27.33.13.0","8536 90 01"]
[2101,"R-1YGC/41/25        ","Ramka pojedyncza ",63.1,1,"szt","PLN","23%","",5,null,null,null,null,"5907577478032",null,null,"IMPRESJA",null,null,"",null,5,null,"https://www.ospel.pl/sites/all/pliki/import/image/podtynk/impresja/modul/ramki/r-1ygc_41_25.jpg","",null,"Szkło+PC grubość 4mm","","",null,null,null,"SZARE SZKŁO",null,"0,06 kg","92 mm","92 mm","",null,null,"2025-03-03",null,"","https://www.ospel.pl/sites/all/pliki/import/image/podtynk/impresja/modul/ramki/r-1ygc_41_25.jpg","27.33.13.0","8536 90 01"]
[2103,"R-1YGC/61/25        ","Ramka pojedyncza ",63.1,1,"szt","PLN","23%","",5,null,null,null,null,"5907577478056",null,null,"IMPRESJA",null,null,"",null,5,null,"https://www.ospel.pl/sites/all/pliki/import/image/podtynk/impresja/modul/ramki/r-1ygc_61_25.jpg","",null,"Szkło+PC grubość 4mm","","",null,null,null,"ŚLIWKA SZKŁO",null,"0,06 kg","92 mm","92 mm","",null,null,"2025-03-03",null,"","https://www.ospel.pl/sites/all/pliki/import/image/podtynk/impresja/modul/ramki/r-1ygc_61_25.jpg","27.33.13.0","8536 90 01"]
[2112,"R-2YAC/63/25        ","Ramka podwójna ",126.9,1,"szt","PLN","23%","",5,null,null,null,null,"5907577478070",null,null,"IMPRESJA",null,null,"",null,5,null,"https://www.ospel.pl/sites/all/pliki/import/image/podtynk/impresja/modul/ramki/r-2yac_63_25.jpg","",null,"Aluminium+PC grubość 4mm","","",null,null,null,"SZCZOTKOWANA SATYNA",null,"0,122 kg","92 mm","163 mm","",null,null,"2025-03-03",null,"","https://www.ospel.pl/sites/all/pliki/import/image/podtynk/impresja/modul/ramki/r-2yac_63_25.jpg","27.33.13.0","8536 90 01"]
[2124,"R-3Y/33             ","Ramka potrójna ",14.7,1,"szt","PLN","23%","",10,null,null,null,null,"5906729010885",null,null,"IMPRESJA",null,null,"",null,10,null,"https://www.ospel.pl/sites/all/pliki/import/image/podtynk/impresja/modul/czarna/r-3y_33.jpg","",null,"Tworzywo ABS","","",null,null,null,"CZARNY METALIK",null,"0,0385 kg","84 mm","226 mm","",null,null,"2025-03-03",null,"","https://www.ospel.pl/sites/all/pliki/import/image/podtynk/impresja/modul/czarna/r-3y_33.jpg","27.33.13.0","8536 90 01"]
[2129,"R-3YGC/31/00        ","Ramka potrójna ",166.5,1,"szt","PLN","23%","",5,null,null,null,null,"5907577478179",null,null,"IMPRESJA",null,null,"",null,5,null,"https://www.ospel.pl/sites/all/pliki/import/image/podtynk/impresja/modul/ramki/r-3ygc_31_00.jpg","",null,"Szkło+PC grubość 4mm","","",null,null,null,"BIAŁE SZKŁO",null,"0,134 kg","92 mm","234 mm","",null,null,"2025-03-03",null,"","https://www.ospel.pl/sites/all/pliki/import/image/podtynk/impresja/modul/ramki/r-3ygc_31_00.jpg","27.33.13.0","8536 90 01"]
[2138,"R-4Y/28             ","Ramka poczwórna ",18.399999999999999,1,"szt","PLN","23%","",10,null,null,null,null,"5907577440596",null,null,"IMPRESJA",null,null,"",null,10,null,"https://www.ospel.pl/sites/all/pliki/import/image/podtynk/impresja/modul/zloto/r-4y_28.jpg","https://www.ospel.pl/sites/all/pliki/import/image/rysunki/impresja/ramka_4.jpg",null,"Tworzywo ABS","","",null,null,null,"ZŁOTY METALIK",null,"0,0525 kg","84 mm","297 mm","",null,null,"2025-03-03",null,"","https://www.ospel.pl/sites/all/pliki/import/image/podtynk/impresja/modul/zloto/r-4y_28.jpg","27.33.13.0","8536 90 01"]
[2147,"R-4YGC/60/00        ","Ramka poczwórna ",198.1,1,"szt","PLN","23%","",5,null,null,null,null,"5907577478285",null,null,"IMPRESJA",null,null,"",null,5,null,"https://www.ospel.pl/sites/all/pliki/import/image/podtynk/impresja/modul/ramki/r-4ygc_60_00.jpg","",null,"Szkło+PC grubość 4mm","","",null,null,null,"LIMONKA SZKŁO",null,"0,202 kg","92 mm","305 mm","",null,null,"2025-03-03",null,"","https://www.ospel.pl/sites/all/pliki/import/image/podtynk/impresja/modul/ramki/r-4ygc_60_00.jpg","27.33.13.0","8536 90 01"]
[2149,"R-5Y/00             ","Ramka pięciokrotna ",20.6,1,"szt","PLN","23%","",10,null,null,null,null,"5907577437855",null,null,"IMPRESJA",null,null,"",null,10,null,"https://www.ospel.pl/sites/all/pliki/import/image/podtynk/impresja/modul/biala/r-5y_00.jpg","https://www.ospel.pl/sites/all/pliki/import/image/rysunki/impresja/ramka_5.jpg",null,"Tworzywo ABS","","",null,null,null,"BIAŁY",null,"0,065 kg","84 mm","368 mm","",null,null,"2025-03-03",null,"","https://www.ospel.pl/sites/all/pliki/import/image/podtynk/impresja/modul/biala/r-5y_00.jpg","27.33.13.0","8536 90 01"]
[2156,"R-5YAC/62/25        ","Ramka pięciokrotna ",306.89999999999998,1,"szt","PLN","23%","",5,null,null,null,null,"5906729015811",null,null,"IMPRESJA",null,null,"",null,5,null,"https://www.ospel.pl/sites/all/pliki/import/image/podtynk/impresja/modul/ramki/r-5yac_62_25.jpg","",null,"Aluminium+PC grubość 4mm","","",null,null,null,"SZCZOTKOWANE ALUMINIUM",null,"","92 mm","376 mm","",null,null,"2025-03-03",null,"","https://www.ospel.pl/sites/all/pliki/import/image/podtynk/impresja/modul/ramki/r-5yac_62_25.jpg","27.33.13.0","8536 90 01"]
[2165,"RH-1Y/27            ","Ramka pojedyncza do łączników IP-44 ",5.9,1,"szt","PLN","23%","",10,null,null,null,null,"5907577441272",null,null,"IMPRESJA",null,null,"",null,10,null,"https://www.ospel.pl/sites/all/pliki/import/image/podtynk/impresja/modul/ecru/rh-1y_27.jpg","https://www.ospel.pl/sites/all/pliki/import/image/rysunki/impresja/ramka_1.jpg",null,"Tworzywo ABS","","",null,null,null,"ECRU",null,"0,016 kg","84 mm","84 mm","",null,null,"2025-03-03",null,"","https://www.ospel.pl/sites/all/pliki/import/image/podtynk/impresja/modul/ecru/rh-1y_27.jpg","27.33.13.0","8536 90 01"]
[2172,"RH-2Y/27            ","Ramka podwójna do łączników IP-44 ",9.5,1,"szt","PLN","23%","",10,null,null,null,null,"5907577441265",null,null,"IMPRESJA",null,null,"",null,10,null,"https://www.ospel.pl/sites/all/pliki/import/image/podtynk/impresja/modul/ecru/rh-2y_27.jpg","https://www.ospel.pl/sites/all/pliki/import/image/rysunki/impresja/ramka_2.jpg",null,"Tworzywo ABS","","",null,null,null,"ECRU",null,"0,0305 kg","84 mm","155 mm","",null,null,"2025-03-03",null,"","https://www.ospel.pl/sites/all/pliki/import/image/podtynk/impresja/modul/ecru/rh-2y_27.jpg","27.33.13.0","8536 90 01"]
[2182,"RH-3Y/50            ","Ramka potrójna do łączników IP-44 ",16,1,"szt","PLN","23%","",10,null,null,null,null,"5907577471743",null,null,"IMPRESJA",null,null,"",null,10,null,"https://www.ospel.pl/sites/all/pliki/import/image/podtynk/impresja/modul/antracyt/rh-3y_50.jpg","",null,"Tworzywo ABS","","",null,null,null,"ANTRACYT",null,"0,0385 kg","84 mm","226 mm","",null,null,"2025-03-03",null,"","https://www.ospel.pl/sites/all/pliki/import/image/podtynk/impresja/modul/antracyt/rh-3y_50.jpg","27.33.13.0","8536 90 01"]
[2191,"RH-5Y/18            ","Ramka pięciokrotna do łączników IP-44 ",23.7,1,"szt","PLN","23%","",10,null,null,null,null,"5907577441609",null,null,"IMPRESJA",null,null,"",null,10,null,"https://www.ospel.pl/sites/all/pliki/import/image/podtynk/impresja/modul/srebro/rh-5y_18.jpg","https://www.ospel.pl/sites/all/pliki/import/image/rysunki/impresja/ramka_5.jpg",null,"Tworzywo ABS","","",null,null,null,"SREBRO",null,"0,065 kg","84 mm","368 mm","",null,null,"2025-03-03",null,"","https://www.ospel.pl/sites/all/pliki/import/image/podtynk/impresja/modul/srebro/rh-5y_18.jpg","27.33.13.0","8536 90 01"]
[2200,"RTP-1Y/m/27         ","Regulator temperatury z czujnikiem podpodłogowym",427.5,1,"szt","PLN","23%","",5,null,null,null,null,"5907577438678",null,null,"IMPRESJA",null,null,"",null,5,null,"https://www.ospel.pl/sites/all/pliki/import/image/podtynk/impresja/modul/ecru/rtp-1y_m_27.jpg","https://www.ospel.pl/sites/all/pliki/import/image/rysunki/impresja/regulator_temperatury.jpg",null,"zaciski gwintowe","","Tylko na zamówienie",null,null,null,"ECRU",null,"0,21 kg","71 mm","71 mm","28 mm",null,null,"2025-03-03",null,"https://www.ospel.pl/sites/all/pliki/import/image/schematy/regulator_temperatury.jpg","https://www.ospel.pl/sites/all/pliki/import/image/podtynk/impresja/modul/ecru/rtp-1y_m_27.jpg","27.33.13.0","8536 50 05"]
[2208,"RTP-1YN/m/28        ","Regulator temperatury z czujnikiem napowietrznym",270.7,1,"szt","PLN","23%","",5,null,null,null,null,"5907577459055",null,null,"IMPRESJA",null,null,"",null,5,null,"https://www.ospel.pl/sites/all/pliki/import/image/podtynk/impresja/modul/zloto/rtp-1y_m_28.jpg","",null,"zaciski gwintowe","","Tylko na zamówienie",null,null,null,"ZŁOTY METALIK",null,"0,1025 kg","71 mm","71 mm","28 mm",null,null,"2025-03-03",null,"","https://www.ospel.pl/sites/all/pliki/import/image/podtynk/impresja/modul/zloto/rtp-1y_m_28.jpg","27.33.13.0","8536 50 05"]
[2217,"Z-1Y/m/50           ","Zaślepka ",13.5,1,"szt","PLN","23%","",10,null,null,null,null,"5907577462000",null,null,"IMPRESJA",null,null,"",null,10,null,"https://www.ospel.pl/sites/all/pliki/import/image/podtynk/impresja/modul/antracyt/z-1y_m_50.jpg","",null,"Montaż do puszek fi 60","","",null,null,null,"ANTRACYT",null,"0,0445 kg","71 mm","71 mm","20 mm",null,null,"2025-03-03",null,"","https://www.ospel.pl/sites/all/pliki/import/image/podtynk/impresja/modul/antracyt/z-1y_m_50.jpg","27.12.23.0","8536 90 01"]
[2218,"ZU-1Y               ","Zestaw uszczelniający do łączników IP-44",9.1,1,"szt","PLN","23%","",10,null,null,null,null,"5907577440640",null,null,"IMPRESJA",null,null,"",null,10,null,"https://www.ospel.pl/sites/all/pliki/import/image/podtynk/impresja/modul/biala/zu-1y.jpg","",null,"","","",null,null,null,"BIAŁY",null,"0,008 kg","70 mm","70 mm","27 mm",null,null,"2025-03-03",null,"","https://www.ospel.pl/sites/all/pliki/import/image/podtynk/impresja/modul/biala/zu-1y.jpg","27.33.13.0","8536 90 01"]
[2231,"GG-2S/m/40          ","Gniazdo głośnikowe podwójne ",48.1,1,"szt","PLN","23%","",5,null,null,null,null,"5907577456351",null,null,"KARO",null,null,"",null,5,null,"https://www.ospel.pl/sites/all/pliki/import/image/podtynk/karo/czek_metalik/gg-2s_m_40.jpg","",null,"Przyłączalność przewodów 0,75mm2","","",null,null,null,"CZEKOLADOWY METALIK",null,"0,053 kg","71 mm","71 mm","22 mm",null,null,"2025-03-03",null,"","https://www.ospel.pl/sites/all/pliki/import/image/podtynk/karo/czek_metalik/gg-2s_m_40.jpg","26.40.52.0","8517 18 00"]
[2235,"GGN-1S/m/40         ","Gniazdo głośnikowe pojedyncze ",41.8,1,"szt","PLN","23%","",5,null,null,null,null,"5907577477707",null,null,"KARO",null,null,"",null,5,null,"https://www.ospel.pl/sites/all/pliki/import/image/podtynk/karo/czek_metalik/ggn-1s_m_40.jpg","",null,"Przyłączalność przewodów 6mm2","","",null,null,null,"CZEKOLADOWY METALIK",null,"0,06 kg","71 mm","71 mm","22 mm",null,null,"2025-03-03",null,"","https://www.ospel.pl/sites/all/pliki/import/image/podtynk/karo/czek_metalik/ggn-1s_m_40.jpg","26.40.52.0","8517 18 00"]
[2244,"GP-1SP/m/42         ","Gniazdo pojedyncze z przesłonami torów prądowych",22.8,1,"szt","PLN","23%","",5,null,null,null,null,"5907577456726",null,null,"KARO",null,null,"",null,5,null,"https://www.ospel.pl/sites/all/pliki/import/image/podtynk/karo/ecru_perla/gp-1sp_m_42.jpg","",null,"16A/250~, IP-20, zaciski gwintowe","","",null,null,null,"ECRU PERŁOWY",null,"0,066 kg","71 mm","71 mm","26 mm",null,null,"2025-03-03",null,"","https://www.ospel.pl/sites/all/pliki/import/image/podtynk/karo/ecru_perla/gp-1sp_m_42.jpg","27.33.13.0","8536 69 90"]
[2254,"GP-1SZ/m/00         ","Gniazdo pojedyncze z uziemieniem ",16.2,1,"szt","PLN","23%","",10,null,null,null,null,"5907577454005",null,null,"KARO",null,null,"",null,10,null,"https://www.ospel.pl/sites/all/pliki/import/image/podtynk/karo/biel/gp-1sz_m_00.jpg","",null,"16A/250~, IP-20, zaciski gwintowe","","",null,null,null,"BIAŁY",null,"0,072 kg","71 mm","71 mm","26 mm",null,null,"2025-03-03",null,"","https://www.ospel.pl/sites/all/pliki/import/image/podtynk/karo/biel/gp-1sz_m_00.jpg","27.33.13.0","8536 69 90"]
[2261,"GP-1SZP/m/00        ","Gniazdo pojedyncze z uziemieniem z przesłonami torów prądowych",17.5,1,"szt","PLN","23%","",10,null,null,null,null,"5907577454029",null,null,"KARO",null,null,"",null,10,null,"https://www.ospel.pl/sites/all/pliki/import/image/podtynk/karo/biel/gp-1szp_m_00.jpg","",null,"16A/250~, IP-20, zaciski gwintowe","","",null,null,null,"BIAŁY",null,"0,073 kg","71 mm","71 mm","26 mm",null,null,"2025-03-03",null,"","https://www.ospel.pl/sites/all/pliki/import/image/podtynk/karo/biel/gp-1szp_m_00.jpg","27.33.13.0","8536 69 90"]
[2270,"GP-2S/40            ","Gniazdo podwójne kompletne z ramką",28.2,1,"szt","PLN","23%","",5,null,null,null,null,"5907577456092",null,null,"KARO",null,null,"",null,5,null,"https://www.ospel.pl/sites/all/pliki/import/image/podtynk/karo/czek_metalik/gp-2s_40.jpg","",null,"16A/250~, IP-20, zaciski gwintowe","","",null,null,null,"CZEKOLADOWY METALIK",null,"0,083 kg","71 mm","71 mm","27 mm",null,null,"2025-03-03",null,"","https://www.ospel.pl/sites/all/pliki/import/image/podtynk/karo/czek_metalik/gp-2s_40.jpg","27.33.13.0","8536 69 90"]
[2279,"GP-2SP/42           ","Gniazdo podwójne z przesłonami torów prądowych, kompletne z ramką",29,1,"szt","PLN","23%","",5,null,null,null,null,"5907577456825",null,null,"KARO",null,null,"",null,5,null,"https://www.ospel.pl/sites/all/pliki/import/image/podtynk/karo/ecru_perla/gp-2sp_42.jpg","",null,"16A/250~, IP-20, zaciski gwintowe","","",null,null,null,"ECRU PERŁOWY",null,"0,084 kg","71 mm","71 mm","27 mm",null,null,"2025-03-03",null,"","https://www.ospel.pl/sites/all/pliki/import/image/podtynk/karo/ecru_perla/gp-2sp_42.jpg","27.33.13.0","8536 69 90"]
[2283,"GP-2SR/m/42         ","Gniazdo podwójne moduł bez ramki",22.7,1,"szt","PLN","23%","",5,null,null,null,null,"5907577456856",null,null,"KARO",null,null,"",null,5,null,"https://www.ospel.pl/sites/all/pliki/import/image/podtynk/karo/ecru_perla/gp-2sr_m_42.jpg","",null,"16A/250~, IP-20, zaciski gwintowe","","",null,null,null,"ECRU PERŁOWY",null,"0,072 kg","71 mm","71 mm","21 mm",null,null,"2025-03-03",null,"","https://www.ospel.pl/sites/all/pliki/import/image/podtynk/karo/ecru_perla/gp-2sr_m_42.jpg","27.33.13.0","8536 69 90"]
[2288,"GP-2SRP/m/43        ","Gniazdo podwójne z przesłonami torów prądowych, moduł bez ramki",23.9,1,"szt","PLN","23%","",5,null,null,null,null,"5907577457587",null,null,"KARO",null,null,"",null,5,null,"https://www.ospel.pl/sites/all/pliki/import/image/podtynk/karo/srebro_perla/gp-2srp_m_43.jpg","",null,"16A/250~, IP-20, zaciski gwintowe","","",null,null,null,"SREBRNY PERŁOWY",null,"0,073 kg","71 mm","71 mm","21 mm",null,null,"2025-03-03",null,"","https://www.ospel.pl/sites/all/pliki/import/image/podtynk/karo/srebro_perla/gp-2srp_m_43.jpg","27.33.13.0","8536 69 90"]
[2297,"GP-2SS/00           ","Gniazdo podwójne z uziemieniem schuko kompletne z ramką",25,1,"szt","PLN","23%","",5,null,null,null,null,"5907577454395",null,null,"KARO",null,null,"",null,5,null,"https://www.ospel.pl/sites/all/pliki/import/image/podtynk/karo/biel/gp-2ss_00.jpg","",null,"16A/250~, IP-20, zaciski gwintowe","","",null,null,null,"BIAŁY",null,"0,094 kg","88 mm","82 mm","23 mm",null,null,"2025-03-03",null,"","https://www.ospel.pl/sites/all/pliki/import/image/podtynk/karo/biel/gp-2ss_00.jpg","27.33.13.0","8536 69 90"]
[2306,"GP-2SZ/40           ","Gniazdo podwójne z uziemieniem kompletne z ramką",30,1,"szt","PLN","23%","",5,null,null,null,null,"5907577456115",null,null,"KARO",null,null,"",null,5,null,"https://www.ospel.pl/sites/all/pliki/import/image/podtynk/karo/czek_metalik/gp-2sz_40.jpg","",null,"16A/250~, IP-20, zaciski gwintowe","","",null,null,null,"CZEKOLADOWY METALIK",null,"0,092 kg","71 mm","71 mm","27 mm",null,null,"2025-03-03",null,"","https://www.ospel.pl/sites/all/pliki/import/image/podtynk/karo/czek_metalik/gp-2sz_40.jpg","27.33.13.0","8536 69 90"]
[2314,"GP-3S/m/40          ","Gniazdo potrójne EURO ",23.9,1,"szt","PLN","23%","",5,null,null,null,null,"5907577456191",null,null,"KARO",null,null,"",null,5,null,"https://www.ospel.pl/sites/all/pliki/import/image/podtynk/karo/czek_metalik/gp-3s_m_40.jpg","",null,"2,5A/250~, IP-20, zaciski gwintowe","","",null,null,null,"CZEKOLADOWY METALIK",null,"","71 mm","71 mm","27 mm",null,null,"2025-03-03",null,"","https://www.ospel.pl/sites/all/pliki/import/image/podtynk/karo/czek_metalik/gp-3s_m_40.jpg","27.33.13.0","8536 69 90"]
[2323,"GPA-10SPZ/m/42      ","Gniazdo RTV zakończeniowe ",65.099999999999994,1,"szt","PLN","23%","",5,null,null,null,null,"5907577456962",null,null,"KARO",null,null,"",null,5,null,"https://www.ospel.pl/sites/all/pliki/import/image/podtynk/karo/ecru_perla/gpa-sk_m_42.jpg","",null,"Współczynnik tłumienia 10dB","","",null,null,null,"ECRU PERŁOWY",null,"0,103 kg","71 mm","71 mm","24 mm",null,null,"2025-03-03",null,"","https://www.ospel.pl/sites/all/pliki/import/image/podtynk/karo/ecru_perla/gpa-sk_m_42.jpg","26.40.52.0","8517 18 00"]
[2332,"GPA-16SP/m/43       ","Gniazdo RTV przelotowe 16-dB ",65.099999999999994,1,"szt","PLN","23%","",5,null,null,null,null,"5907577457679",null,null,"KARO",null,null,"",null,5,null,"https://www.ospel.pl/sites/all/pliki/import/image/podtynk/karo/srebro_perla/gpa-sk_m_43.jpg","",null,"Współczynnik tłumienia 16dB","","",null,null,null,"SREBRNY PERŁOWY",null,"0,103 kg","71 mm","71 mm","24 mm",null,null,"2025-03-03",null,"","https://www.ospel.pl/sites/all/pliki/import/image/podtynk/karo/srebro_perla/gpa-sk_m_43.jpg","26.40.52.0","8517 18 00"]
[2338,"GPA-2SF/m/40        ","Gniazdo antenowe typu F podwójne ",33.4,1,"szt","PLN","23%","",5,null,null,null,null,"5907577456306",null,null,"KARO",null,null,"",null,5,null,"https://www.ospel.pl/sites/all/pliki/import/image/podtynk/karo/czek_metalik/gpa-2sf_m_40.jpg","",null,"Złącze typu F","","",null,null,null,"CZEKOLADOWY METALIK",null,"0,071 kg","71 mm","71 mm","24 mm",null,null,"2025-03-03",null,"","https://www.ospel.pl/sites/all/pliki/import/image/podtynk/karo/czek_metalik/gpa-2sf_m_40.jpg","26.40.52.0","8517 18 00"]
[2341,"GPA-S2S/m/00        ","Gniazdo RTV-SAT z dwoma wyjściami SAT ",101.1,1,"szt","PLN","23%","",10,null,null,null,null,"5907577454616",null,null,"KARO",null,null,"",null,10,null,"https://www.ospel.pl/sites/all/pliki/import/image/podtynk/karo/biel/gpa-s2s_m_00.jpg","",null,"Współczynnik tłumienia 1,5dB","","",null,null,null,"BIAŁY",null,"0,108 kg","71 mm","71 mm","24 mm",null,null,"2025-03-03",null,"","https://www.ospel.pl/sites/all/pliki/import/image/podtynk/karo/biel/gpa-s2s_m_00.jpg","26.40.52.0","8517 18 00"]
[2350,"GPA-SK/m/40         ","Gniazdo RTV końcowe ",55.2,1,"szt","PLN","23%","",5,null,null,null,null,"5907577456252",null,null,"KARO",null,null,"",null,5,null,"https://www.ospel.pl/sites/all/pliki/import/image/podtynk/karo/czek_metalik/gpa-sk_m_40.jpg","",null,"Współczynnik tłumienia 2,5-3dB","","",null,null,null,"CZEKOLADOWY METALIK",null,"0,103 kg","71 mm","71 mm","24 mm",null,null,"2025-03-03",null,"","https://www.ospel.pl/sites/all/pliki/import/image/podtynk/karo/czek_metalik/gpa-sk_m_40.jpg","26.40.52.0","8517 18 00"]
[2358,"GPA-SSP/m/40        ","Gniazdo RTV-SAT przelotowe ",101.1,1,"szt","PLN","23%","",5,null,null,null,null,"5907577456276",null,null,"KARO",null,null,"",null,5,null,"https://www.ospel.pl/sites/all/pliki/import/image/podtynk/karo/czek_metalik/gpa-ss_m_40.jpg","",null,"Współczynnik tłumienia 1,2dB","","",null,null,null,"CZEKOLADOWY METALIK",null,"0,105 kg","71 mm","71 mm","24 mm",null,null,"2025-03-03",null,"","https://www.ospel.pl/sites/all/pliki/import/image/podtynk/karo/czek_metalik/gpa-ss_m_40.jpg","26.40.52.0","8517 18 00"]
[2367,"GPE-2S/m/42         ","Gniazdo ekwipotencjalne podwójne ",125.2,1,"szt","PLN","23%","",5,null,null,null,null,"5907577460938",null,null,"KARO",null,null,"",null,5,null,"https://www.ospel.pl/sites/all/pliki/import/image/podtynk/karo/ecru_perla/gpe-2s_m_42.jpg","",null,"","","",null,null,null,"ECRU PERŁOWY",null,"0,076 kg","71 mm","71 mm","22 mm",null,null,"2025-03-03",null,"","https://www.ospel.pl/sites/all/pliki/import/image/podtynk/karo/ecru_perla/gpe-2s_m_42.jpg","27.33.13.0","8536 90 10"]
[2376,"GPH-1SSP/m/40/d     ","Gniazdo bryzgoszczelne z uziemieniem schuko IP-44 z przesłonami torów prądowych wieczko przezroczyste",31.7,1,"szt","PLN","23%","",5,null,null,null,null,"5907577456085",null,null,"KARO",null,null,"",null,5,null,"https://www.ospel.pl/sites/all/pliki/import/image/podtynk/karo/czek_metalik/gph-1ssp_m_40_d.jpg","",null,"16A/250~, IP-44, zaciski gwintowe","","",null,null,null,"CZEKOLADOWY METALIK",null,"0,085 kg","71 mm","71 mm","25 mm",null,null,"2025-03-03",null,"","https://www.ospel.pl/sites/all/pliki/import/image/podtynk/karo/czek_metalik/gph-1ssp_m_40_d.jpg","27.33.13.0","8536 69 90"]
[2381,"GPH-1SZ/m/40/d      ","Gniazdo bryzgoszczelne z uziemieniem IP-44 wieczko przezroczyste",29.6,1,"szt","PLN","23%","",5,null,null,null,null,"5907577456054",null,null,"KARO",null,null,"",null,5,null,"https://www.ospel.pl/sites/all/pliki/import/image/podtynk/karo/czek_metalik/gph-1sz_m_40_d.jpg","",null,"16A/250~, IP-44, zaciski gwintowe","","",null,null,null,"CZEKOLADOWY METALIK",null,"0,085 kg","71 mm","71 mm","25 mm",null,null,"2025-03-03",null,"","https://www.ospel.pl/sites/all/pliki/import/image/podtynk/karo/czek_metalik/gph-1sz_m_40_d.jpg","27.33.13.0","8536 69 90"]
[2393,"GPK-1S/p/00         ","Obudowa gniazda pojedynczego typu Keystone prosta",11.1,1,"szt","PLN","23%","",10,null,null,null,null,"5907577458096",null,null,"KARO",null,null,"",null,10,null,"https://www.ospel.pl/sites/all/pliki/import/image/podtynk/karo/biel/gpk-1s_p_00.jpg","",null,"","","",null,null,null,"BIAŁY",null,"0,053 kg","71 mm","71 mm","22 mm",null,null,"2025-03-03",null,"","https://www.ospel.pl/sites/all/pliki/import/image/podtynk/karo/biel/gpk-1s_p_00.jpg","26.30.30.0","8517 18 00"]
[2402,"GPK-2S/p/40         ","Obudowa gniazda podwójnego typu Keystone prosta",15.9,1,"szt","PLN","23%","",5,null,null,null,null,"5907577458164",null,null,"KARO",null,null,"",null,5,null,"https://www.ospel.pl/sites/all/pliki/import/image/podtynk/karo/czek_metalik/gpk-2s_p_40.jpg","",null,"","","",null,null,null,"CZEKOLADOWY METALIK",null,"0,053 kg","71 mm","71 mm","22 mm",null,null,"2025-03-03",null,"","https://www.ospel.pl/sites/all/pliki/import/image/podtynk/karo/czek_metalik/gpk-2s_p_40.jpg","26.30.30.0","8517 18 00"]
[2403,"GPK-2S/p/42         ","Obudowa gniazda podwójnego typu Keystone prosta",15.9,1,"szt","PLN","23%","",5,null,null,null,null,"5907577458171",null,null,"KARO",null,null,"",null,5,null,"https://www.ospel.pl/sites/all/pliki/import/image/podtynk/karo/ecru_perla/gpk-2s_p_42.jpg","",null,"","","",null,null,null,"ECRU PERŁOWY",null,"0,053 kg","71 mm","71 mm","22 mm",null,null,"2025-03-03",null,"","https://www.ospel.pl/sites/all/pliki/import/image/podtynk/karo/ecru_perla/gpk-2s_p_42.jpg","26.30.30.0","8517 18 00"]
[2413,"GPT-2SN/m/00        ","Gniazdo telefoniczne podwójne niezależne",46.5,1,"szt","PLN","23%","",10,null,null,null,null,"5907577454692",null,null,"KARO",null,null,"",null,10,null,"https://www.ospel.pl/sites/all/pliki/import/image/podtynk/karo/biel/gpt-2sn_m_00.jpg","",null,"Zaciski gwintowe","","",null,null,null,"BIAŁY",null,"0,056 kg","71 mm","71 mm","22 mm",null,null,"2025-03-03",null,"","https://www.ospel.pl/sites/all/pliki/import/image/podtynk/karo/biel/gpt-2sn_m_00.jpg","26.30.30.0","8517 18 00"]
[2420,"GPT-2SR/m/43        ","Gniazdo telefoniczne podwójne równoległe",51.2,1,"szt","PLN","23%","",5,null,null,null,null,"5907577457778",null,null,"KARO",null,null,"",null,5,null,"https://www.ospel.pl/sites/all/pliki/import/image/podtynk/karo/srebro_perla/gpt-2sn_m_43.jpg","",null,"Zaciski gwintowe","","",null,null,null,"SREBRNY PERŁOWY",null,"0,054 kg","71 mm","71 mm","22 mm",null,null,"2025-03-03",null,"","https://www.ospel.pl/sites/all/pliki/import/image/podtynk/karo/srebro_perla/gpt-2sn_m_43.jpg","26.30.30.0","8517 18 00"]
[2429,"ŁP-11SS/m/00        ","Łącznik dwubiegunowy z podświetleniem pomarańczowym",30.3,1,"szt","PLN","23%","",10,null,null,null,null,"5907577453824",null,null,"KARO",null,null,"",null,10,null,"https://www.ospel.pl/sites/all/pliki/import/image/podtynk/karo/biel/lp-11ss_m_00.jpg","",null,"10AX/250~, IP-20 zaciski gwintowe","","",null,null,null,"BIAŁY",null,"0,075 kg","71 mm","71 mm","25 mm",null,null,"2025-03-03",null,"https://www.ospel.pl/sites/all/pliki/import/image/schematy/lacznik_dwubiegunowy.jpg","https://www.ospel.pl/sites/all/pliki/import/image/podtynk/karo/biel/lp-11ss_m_00.jpg","27.33.11.0","8536 50 07"]
[2436,"ŁP-12SS/m/43        ","Łącznik kontrolny z podświetleniem niebieskim",29.7,1,"szt","PLN","23%","",5,null,null,null,null,"5907577457372",null,null,"KARO",null,null,"",null,5,null,"https://www.ospel.pl/sites/all/pliki/import/image/podtynk/karo/srebro_perla/lp-1ss_m_43.jpg","",null,"10AX/250~, IP-20 zaciski gwintowe","","",null,null,null,"SREBRNY PERŁOWY",null,"0,071 kg","71 mm","71 mm","25 mm",null,null,"2025-03-03",null,"","https://www.ospel.pl/sites/all/pliki/import/image/podtynk/karo/srebro_perla/lp-1ss_m_43.jpg","27.33.11.0","8536 50 07"]
[2446,"ŁP-15SS/m/40        ","Łącznik hotelowy z podświetleniem pomarańczowym",121.1,1,"szt","PLN","23%","",5,null,null,null,null,"5907577456368",null,null,"KARO",null,null,"",null,5,null,"https://www.ospel.pl/sites/all/pliki/import/image/podtynk/karo/czek_metalik/lp-15ss_m_40.jpg","",null,"16A230~, IP-20, zaciski gwintowe","","Tylko na zamówienie",null,null,null,"CZEKOLADOWY METALIK",null,"0,101 kg","71 mm","71 mm","31 mm",null,null,"2025-03-03",null,"","https://www.ospel.pl/sites/all/pliki/import/image/podtynk/karo/czek_metalik/lp-15ss_m_40.jpg","27.33.11.0","8536 50 05"]
[2455,"ŁP-17S/m/42         ","Łącznik podwójny zwierny ",33.9,1,"szt","PLN","23%","",5,null,null,null,null,"5907577456689",null,null,"KARO",null,null,"",null,5,null,"https://www.ospel.pl/sites/all/pliki/import/image/podtynk/karo/ecru_perla/lp-2s_m_42.jpg","",null,"10AX/250~, IP-20 zaciski gwintowe","","",null,null,null,"ECRU PERŁOWY",null,"0,0745 kg","71 mm","71 mm","25 mm",null,null,"2025-03-03",null,"","https://www.ospel.pl/sites/all/pliki/import/image/podtynk/karo/ecru_perla/lp-2s_m_42.jpg","27.33.11.0","8536 50 07"]
[2464,"ŁP-1SS/m/43         ","Łącznik jednobiegunowy z podświetleniem niebieskim",29.7,1,"szt","PLN","23%","",5,null,null,null,null,"5907577457228",null,null,"KARO",null,null,"",null,5,null,"https://www.ospel.pl/sites/all/pliki/import/image/podtynk/karo/srebro_perla/lp-1ss_m_43.jpg","",null,"10AX/250~, IP-20 zaciski gwintowe","","",null,null,null,"SREBRNY PERŁOWY",null,"0,071 kg","71 mm","71 mm","25 mm",null,null,"2025-03-03",null,"","https://www.ospel.pl/sites/all/pliki/import/image/podtynk/karo/srebro_perla/lp-1ss_m_43.jpg","27.33.11.0","8536 50 07"]
[2465,"ŁP-2S/m/00          ","Łącznik dwugrupowy świecznikowy ",19.600000000000001,1,"szt","PLN","23%","",10,null,null,null,null,"5907577453565",null,null,"KARO",null,null,"",null,10,null,"https://www.ospel.pl/sites/all/pliki/import/image/podtynk/karo/biel/lp-2s_m_00.jpg","",null,"10AX/250~, IP-20 zaciski gwintowe","","",null,null,null,"BIAŁY",null,"0,073 kg","71 mm","71 mm","25 mm",null,null,"2025-03-03",null,"","https://www.ospel.pl/sites/all/pliki/import/image/podtynk/karo/biel/lp-2s_m_00.jpg","27.33.11.0","8536 50 07"]
[2473,"ŁP-3S/m/00          ","Łącznik schodowy ",19.8,1,"szt","PLN","23%","",10,null,null,null,null,"5907577453602",null,null,"KARO",null,null,"",null,10,null,"https://www.ospel.pl/sites/all/pliki/import/image/podtynk/karo/biel/lp-3s_m_00.jpg","",null,"10AX/250~, IP-20 zaciski gwintowe","","",null,null,null,"BIAŁY",null,"0,072 kg","71 mm","71 mm","25 mm",null,null,"2025-03-03",null,"","https://www.ospel.pl/sites/all/pliki/import/image/podtynk/karo/biel/lp-3s_m_00.jpg","27.33.11.0","8536 50 07"]
[2482,"ŁP-4S/m/40          ","Łącznik krzyżowy ",31.3,1,"szt","PLN","23%","",5,null,null,null,null,"5907577455835",null,null,"KARO",null,null,"",null,5,null,"https://www.ospel.pl/sites/all/pliki/import/image/podtynk/karo/czek_metalik/lp-4s_m_40.jpg","",null,"10AX/250~, IP-20 zaciski gwintowe","","",null,null,null,"CZEKOLADOWY METALIK",null,"0,077 kg","71 mm","71 mm","25 mm",null,null,"2025-03-03",null,"","https://www.ospel.pl/sites/all/pliki/import/image/podtynk/karo/czek_metalik/lp-4s_m_40.jpg","27.33.11.0","8536 50 07"]
[2488,"ŁP-4SS/m/43         ","Łącznik krzyżowy z podświetleniem niebieskim",36.5,1,"szt","PLN","23%","",5,null,null,null,null,"5907577457280",null,null,"KARO",null,null,"",null,5,null,"https://www.ospel.pl/sites/all/pliki/import/image/podtynk/karo/srebro_perla/lp-4ss_m_43.jpg","",null,"10AX/250~, IP-20 zaciski gwintowe","","",null,null,null,"SREBRNY PERŁOWY",null,"0,078 kg","71 mm","71 mm","25 mm",null,null,"2025-03-03",null,"","https://www.ospel.pl/sites/all/pliki/import/image/podtynk/karo/srebro_perla/lp-4ss_m_43.jpg","27.33.11.0","8536 50 07"]
[2499,"ŁP-6S/m/42          ","Łącznik zwierny \"dzwonek\" ",26.5,1,"szt","PLN","23%","",5,null,null,null,null,"5907577456597",null,null,"KARO",null,null,"",null,5,null,"https://www.ospel.pl/sites/all/pliki/import/image/podtynk/karo/ecru_perla/lp-6s_m_42.jpg","",null,"10AX/250~, IP-20 zaciski gwintowe","","",null,null,null,"ECRU PERŁOWY",null,"0,07 kg","71 mm","71 mm","25 mm",null,null,"2025-03-03",null,"","https://www.ospel.pl/sites/all/pliki/import/image/podtynk/karo/ecru_perla/lp-6s_m_42.jpg","27.33.11.0","8536 50 07"]
[2508,"ŁP-7S/m/43          ","Łącznik żaluzjowy, zwierny ",31.5,1,"szt","PLN","23%","",5,null,null,null,null,"5907577457334",null,null,"KARO",null,null,"",null,5,null,"https://www.ospel.pl/sites/all/pliki/import/image/podtynk/karo/srebro_perla/lp-7s_m_43.jpg","",null,"10AX/250~, IP-20 zaciski gwintowe","","",null,null,null,"SREBRNY PERŁOWY",null,"0,075 kg","71 mm","71 mm","25 mm",null,null,"2025-03-03",null,"","https://www.ospel.pl/sites/all/pliki/import/image/podtynk/karo/srebro_perla/lp-7s_m_43.jpg","27.33.11.0","8536 50 07"]
[2511,"ŁP-7SB/m/42         ","Łącznik żaluzjowy z blokadą mechaniczną",41.4,1,"szt","PLN","23%","",5,null,null,null,null,"5907577478889",null,null,"KARO",null,null,"",null,5,null,"https://www.ospel.pl/sites/all/pliki/import/image/podtynk/karo/ecru_perla/lp-7s_m_42.jpg","",null,"10AX/250~, IP-20 zaciski gwintowe","","",null,null,null,"ECRU PERŁOWY",null,"0,075 kg","71 mm","71 mm","25 mm",null,null,"2025-03-03",null,"","https://www.ospel.pl/sites/all/pliki/import/image/podtynk/karo/ecru_perla/lp-7s_m_42.jpg","27.33.11.0","8536 50 07"]
[2525,"ŁP-8SL2/m/00        ","Ściemniacz uniwersalny do obciążenia żarowego, halogenowego oraz LED",198.3,1,"szt","PLN","23%","",5,null,null,null,null,"5907577478605",null,null,"KARO",null,null,"",null,5,null,"https://www.ospel.pl/sites/all/pliki/import/image/podtynk/karo/biel/lp-8s_m_00.jpg","",null,"LED 0-100W, GLS 10-250W, 230V~50Hz","","",null,null,null,"BIAŁY",null,"0,093 kg","71 mm","71 mm","31 mm",null,null,"2025-03-03",null,"","https://www.ospel.pl/sites/all/pliki/import/image/podtynk/karo/biel/lp-8s_m_00.jpg","27.33.11.0","8536 50 05"]
[2526,"ŁP-8SL2/m/40        ","Ściemniacz uniwersalny do obciążenia żarowego, halogenowego oraz LED",204.8,1,"szt","PLN","23%","",5,null,null,null,null,"5907577478612",null,null,"KARO",null,null,"",null,5,null,"https://www.ospel.pl/sites/all/pliki/import/image/podtynk/karo/czek_metalik/lp-8s_m_40.jpg","",null,"LED 0-100W, GLS 10-250W, 230V~50Hz","","",null,null,null,"CZEKOLADOWY METALIK",null,"0,093 kg","71 mm","71 mm","31 mm",null,null,"2025-03-03",null,"","https://www.ospel.pl/sites/all/pliki/import/image/podtynk/karo/czek_metalik/lp-8s_m_40.jpg","27.33.11.0","8536 50 05"]
[2535,"R-1S/42             ","Ramka pojedyncza ",7.6,1,"szt","PLN","23%","",10,null,null,null,null,"5907577457105",null,null,"KARO",null,null,"",null,10,null,"https://www.ospel.pl/sites/all/pliki/import/image/podtynk/karo/ecru_perla/r-1s_42.jpg","",null,"Tworzywo ABS","","",null,null,null,"ECRU PERŁOWY",null,"0,014 kg","82 mm","82 mm","",null,null,"2025-03-03",null,"","https://www.ospel.pl/sites/all/pliki/import/image/podtynk/karo/ecru_perla/r-1s_42.jpg","27.33.13.0","8536 90 01"]
[2547,"R-2S/43             ","Ramka podwójna ",10.3,1,"szt","PLN","23%","",10,null,null,null,null,"5907577457839",null,null,"KARO",null,null,"",null,10,null,"https://www.ospel.pl/sites/all/pliki/import/image/podtynk/karo/srebro_perla/r-2s_43.jpg","",null,"Tworzywo ABS","","",null,null,null,"SREBRNY PERŁOWY",null,"0,022 kg","82 mm","153 mm","",null,null,"2025-03-03",null,"","https://www.ospel.pl/sites/all/pliki/import/image/podtynk/karo/srebro_perla/r-2s_43.jpg","27.33.13.0","8536 90 01"]
[2552,"R-2S/57             ","Ramka podwójna ",26.2,1,"szt","PLN","23%","",10,null,null,null,null,"5907577476700",null,null,"KARO",null,null,"",null,10,null,"https://www.ospel.pl/sites/all/pliki/import/image/podtynk/karo/colors/r-2s_57.jpg","",null,"Tworzywo ABS","","",null,null,null,"WENGE ",null,"0,022 kg","82 mm","153 mm","",null,null,"2025-03-03",null,"","https://www.ospel.pl/sites/all/pliki/import/image/podtynk/karo/colors/r-2s_57.jpg","27.33.13.0","8536 90 01"]
[2561,"R-3S/55             ","Ramka potrójna ",15.6,1,"szt","PLN","23%","",10,null,null,null,null,"5907577476618",null,null,"KARO",null,null,"",null,10,null,"https://www.ospel.pl/sites/all/pliki/import/image/podtynk/karo/colors/r-3s_55.jpg","",null,"Tworzywo ABS","","",null,null,null,"PERŁOWA CZERWIEŃ",null,"0,03 kg","82 mm","224 mm","",null,null,"2025-03-03",null,"","https://www.ospel.pl/sites/all/pliki/import/image/podtynk/karo/colors/r-3s_55.jpg","27.33.13.0","8536 90 01"]
[2570,"R-4S/53             ","Ramka poczwórna ",19,1,"szt","PLN","23%","",10,null,null,null,null,"5907577476502",null,null,"KARO",null,null,"",null,10,null,"https://www.ospel.pl/sites/all/pliki/import/image/podtynk/karo/colors/r-4s_53.jpg","",null,"Tworzywo ABS","","",null,null,null,"LIMONKA",null,"0,045 kg","82 mm","295 mm","",null,null,"2025-03-03",null,"","https://www.ospel.pl/sites/all/pliki/import/image/podtynk/karo/colors/r-4s_53.jpg","27.33.13.0","8536 90 01"]
[2578,"R-5S/40             ","Ramka pięciokrotna ",20.7,1,"szt","PLN","23%","",10,null,null,null,null,"5907577456429",null,null,"KARO",null,null,"",null,10,null,"https://www.ospel.pl/sites/all/pliki/import/image/podtynk/karo/czek_metalik/r-5s_40.jpg","",null,"Tworzywo ABS","","",null,null,null,"CZEKOLADOWY METALIK",null,"0,055 kg","82 mm","366 mm","",null,null,"2025-03-03",null,"","https://www.ospel.pl/sites/all/pliki/import/image/podtynk/karo/czek_metalik/r-5s_40.jpg","27.33.13.0","8536 90 01"]
[2587,"R-5S/59             ","Ramka pięciokrotna ",24,1,"szt","PLN","23%","",10,null,null,null,null,"5907577476830",null,null,"KARO",null,null,"",null,10,null,"https://www.ospel.pl/sites/all/pliki/import/image/podtynk/karo/colors/r-5s_59.jpg","",null,"Tworzywo ABS","","",null,null,null,"SATYNOWY TURKUS",null,"0,055 kg","82 mm","366 mm","",null,null,"2025-03-03",null,"","https://www.ospel.pl/sites/all/pliki/import/image/podtynk/karo/colors/r-5s_59.jpg","27.33.13.0","8536 90 01"]
[2588,"RH-1S/00            ","Ramka pojedyncza do łączników IP-44 ",5.0999999999999996,1,"szt","PLN","23%","",10,null,null,null,null,"5907577457938",null,null,"KARO",null,null,"",null,10,null,"https://www.ospel.pl/sites/all/pliki/import/image/podtynk/karo/biel/rh-1s_00.jpg","",null,"Tworzywo ABS","","",null,null,null,"BIAŁY",null,"0,014 kg","82 mm","82 mm","",null,null,"2025-03-03",null,"","https://www.ospel.pl/sites/all/pliki/import/image/podtynk/karo/biel/rh-1s_00.jpg","27.33.13.0","8536 90 01"]
[2602,"RH-4S/42            ","Ramka poczwórna do łączników IP-44 ",17.399999999999999,1,"szt","PLN","23%","",10,null,null,null,null,"5907577457181",null,null,"KARO",null,null,"",null,10,null,"https://www.ospel.pl/sites/all/pliki/import/image/podtynk/karo/ecru_perla/rh-4s_42.jpg","",null,"Tworzywo ABS","","",null,null,null,"ECRU PERŁOWY",null,"0,045 kg","82 mm","295 mm","",null,null,"2025-03-03",null,"","https://www.ospel.pl/sites/all/pliki/import/image/podtynk/karo/ecru_perla/rh-4s_42.jpg","27.33.13.0","8536 90 01"]
[2605,"RH-5S/40            ","Ramka pięciokrotna do łączników IP-44 ",21.5,1,"szt","PLN","23%","",10,null,null,null,null,"5907577456474",null,null,"KARO",null,null,"",null,10,null,"https://www.ospel.pl/sites/all/pliki/import/image/podtynk/karo/czek_metalik/rh-5s_40.jpg","",null,"Tworzywo ABS","","",null,null,null,"CZEKOLADOWY METALIK",null,"0,055 kg","82 mm","366 mm","",null,null,"2025-03-03",null,"","https://www.ospel.pl/sites/all/pliki/import/image/podtynk/karo/czek_metalik/rh-5s_40.jpg","27.33.13.0","8536 90 01"]
[2614,"RTP-1SN/m/42        ","Regulator temperatury z czujnikiem napowietrznym",235,1,"szt","PLN","23%","",5,null,null,null,null,"5907577458072",null,null,"KARO",null,null,"",null,5,null,"https://www.ospel.pl/sites/all/pliki/import/image/podtynk/karo/ecru_perla/rtp-1sn_m_42.jpg","",null,"zaciski gwintowe","","Tylko na zamówienie",null,null,null,"ECRU PERŁOWY",null,"0,1025 kg","71 mm","71 mm","31 mm",null,null,"2025-03-03",null,"","https://www.ospel.pl/sites/all/pliki/import/image/podtynk/karo/ecru_perla/rtp-1sn_m_42.jpg","27.33.13.0","8536 50 05"]
[2622,"GP-1W/45            ","Gniazdo pojedyncze ",16.899999999999999,1,"szt","PLN","23%","",5,null,null,null,null,"5907577473600",null,null,"KIER",null,null,"",null,5,null,"https://www.ospel.pl/sites/all/pliki/import/image/podtynk/kier/satyna/gp-1w_45.jpg","",null,"16A/250~, IP-20, zaciski gwintowe","","",null,null,null,"SATYNA LIGHT",null,"0,077 kg","82 mm","88 mm","26 mm",null,null,"2025-03-03",null,"","https://www.ospel.pl/sites/all/pliki/import/image/podtynk/kier/satyna/gp-1w_45.jpg","27.33.13.0","8536 69 90"]
[2631,"GP-1WS/52           ","Gniazdo pojedyncze z uziemieniem schuko ",21.5,1,"szt","PLN","23%","",5,null,null,null,null,"5907577474218",null,null,"KIER",null,null,"",null,5,null,"https://www.ospel.pl/sites/all/pliki/import/image/podtynk/kier/braz/gp-1ws_52.jpg","",null,"16A/250~, IP-20, zaciski gwintowe","","",null,null,null,"BRĄZOWY METALIK",null,"0,084 kg","82 mm","88 mm","29 mm",null,null,"2025-03-03",null,"","https://www.ospel.pl/sites/all/pliki/import/image/podtynk/kier/braz/gp-1ws_52.jpg","27.33.13.0","8536 69 90"]
[2640,"GP-1WZD/22          ","Gniazdo pojedyncze z uziemieniem DATA ",18.399999999999999,1,"szt","PLN","23%","",10,null,null,null,null,"5907577462956",null,null,"KIER",null,null,"",null,10,null,"https://www.ospel.pl/sites/all/pliki/import/image/podtynk/kier/biel/gp-1wzd_22.jpg","",null,"16A/250~, IP-20, zaciski gwintowe","","",null,null,null,"CZERWONY",null,"0,085 kg","82 mm","88 mm","26 mm",null,null,"2025-03-03",null,"","https://www.ospel.pl/sites/all/pliki/import/image/podtynk/kier/biel/gp-1wzd_22.jpg","27.33.13.0","8536 69 90"]
[2645,"GP-1WZP/45          ","Gniazdo pojedyncze z uziemieniem z przesłonami torów prądowych",22.8,1,"szt","PLN","23%","",5,null,null,null,null,"5907577473631",null,null,"KIER",null,null,"",null,5,null,"https://www.ospel.pl/sites/all/pliki/import/image/podtynk/kier/satyna/gp-1wzp_45.jpg","",null,"16A/250~, IP-20, zaciski gwintowe","","",null,null,null,"SATYNA LIGHT",null,"0,085 kg","82 mm","88 mm","26 mm",null,null,"2025-03-03",null,"","https://www.ospel.pl/sites/all/pliki/import/image/podtynk/kier/satyna/gp-1wzp_45.jpg","27.33.13.0","8536 69 90"]
[2649,"GP-2W/45            ","Gniazdo podwójne ",20.100000000000001,1,"szt","PLN","23%","",5,null,null,null,null,"5907577473709",null,null,"KIER",null,null,"",null,5,null,"https://www.ospel.pl/sites/all/pliki/import/image/podtynk/kier/satyna/gp-2w_45.jpg","",null,"16A/250~, IP-20, zaciski gwintowe","","",null,null,null,"SATYNA LIGHT",null,"0,084 kg","82 mm","88 mm","27 mm",null,null,"2025-03-03",null,"","https://www.ospel.pl/sites/all/pliki/import/image/podtynk/kier/satyna/gp-2w_45.jpg","27.33.13.0","8536 69 90"]
[2658,"GP-2WS/52           ","Gniazdo podwójne z uziemieniem schuko ",26.5,1,"szt","PLN","23%","",5,null,null,null,null,"5907577474317",null,null,"KIER",null,null,"",null,5,null,"https://www.ospel.pl/sites/all/pliki/import/image/podtynk/kier/braz/gp-2ws_52.jpg","",null,"16A/250~, IP-20, zaciski gwintowe","","",null,null,null,"BRĄZOWY METALIK",null,"0,091 kg","87 mm","88 mm","22 mm",null,null,"2025-03-03",null,"","https://www.ospel.pl/sites/all/pliki/import/image/podtynk/kier/braz/gp-2ws_52.jpg","27.33.13.0","8536 69 90"]
[2667,"GP-2WZP/00          ","Gniazdo podwójne z uziemieniem z przesłonami torów prądowych",20.9,1,"szt","PLN","23%","",10,null,null,null,null,"5907577463113",null,null,"KIER",null,null,"",null,10,null,"https://www.ospel.pl/sites/all/pliki/import/image/podtynk/kier/biel/gp-2wzp_00.jpg","",null,"16A/250~, IP-20, zaciski gwintowe","","",null,null,null,"BIAŁY",null,"0,1 kg","82 mm","88 mm","27 mm",null,null,"2025-03-03",null,"","https://www.ospel.pl/sites/all/pliki/import/image/podtynk/kier/biel/gp-2wzp_00.jpg","27.33.13.0","8536 69 90"]
[2677,"GPA-10WPZ/45        ","Gniazdo RTV zakończeniowe ",60,1,"szt","PLN","23%","",5,null,null,null,null,"5907577473785",null,null,"KIER",null,null,"",null,5,null,"https://www.ospel.pl/sites/all/pliki/import/image/podtynk/kier/satyna/gpa-wk_45.jpg","",null,"Współczynnik tłumienia 10dB","","",null,null,null,"SATYNA LIGHT",null,"0,118 kg","82 mm","88 mm","24 mm",null,null,"2025-03-03",null,"","https://www.ospel.pl/sites/all/pliki/import/image/podtynk/kier/satyna/gpa-wk_45.jpg","26.40.52.0","8517 18 00"]
[2684,"GPA-16WP/01         ","Gniazdo RTV przelotowe 16-dB ",56,1,"szt","PLN","23%","",10,null,null,null,null,"5907577470920",null,null,"KIER",null,null,"",null,10,null,"https://www.ospel.pl/sites/all/pliki/import/image/podtynk/kier/bez/gpa-wk_01.jpg","",null,"Współczynnik tłumienia 16dB","","",null,null,null,"BEŻOWY",null,"0,118 kg","82 mm","88 mm","24 mm",null,null,"2025-03-03",null,"","https://www.ospel.pl/sites/all/pliki/import/image/podtynk/kier/bez/gpa-wk_01.jpg","26.40.52.0","8517 18 00"]
[2693,"GPA-2WF/45          ","Gniazdo antenowe typu F podwójne ",32.5,1,"szt","PLN","23%","",5,null,null,null,null,"5907577473860",null,null,"KIER",null,null,"",null,5,null,"https://www.ospel.pl/sites/all/pliki/import/image/podtynk/kier/satyna/gpa-2wf_45.jpg","",null,"Złącze typu F","","",null,null,null,"SATYNA LIGHT",null,"0,057 kg","82 mm","88 mm","24 mm",null,null,"2025-03-03",null,"","https://www.ospel.pl/sites/all/pliki/import/image/podtynk/kier/satyna/gpa-2wf_45.jpg","26.40.52.0","8517 18 00"]
[2700,"GPA-WK/01           ","Gniazdo RTV końcowe ",52.8,1,"szt","PLN","23%","",10,null,null,null,null,"5907577470937",null,null,"KIER",null,null,"",null,10,null,"https://www.ospel.pl/sites/all/pliki/import/image/podtynk/kier/bez/gpa-wk_01.jpg","",null,"Współczynnik tłumienia 2,5-3dB","","",null,null,null,"BEŻOWY",null,"0,117 kg","82 mm","88 mm","24 mm",null,null,"2025-03-03",null,"","https://www.ospel.pl/sites/all/pliki/import/image/podtynk/kier/bez/gpa-wk_01.jpg","26.40.52.0","8517 18 00"]
[2710,"GPA-WSP/52          ","Gniazdo RTV-SAT przelotowe ",112,1,"szt","PLN","23%","",5,null,null,null,null,"5907577474409",null,null,"KIER",null,null,"",null,5,null,"https://www.ospel.pl/sites/all/pliki/import/image/podtynk/kier/braz/gpa-wsp_52.jpg","",null,"Współczynnik tłumienia 1,2dB","","",null,null,null,"BRĄZOWY METALIK",null,"0,127 kg","82 mm","88 mm","24 mm",null,null,"2025-03-03",null,"","https://www.ospel.pl/sites/all/pliki/import/image/podtynk/kier/braz/gpa-wsp_52.jpg","26.40.52.0","8517 18 00"]
[2711,"GPH-1WS/00/d        ","Gniazdo bryzgoszczelne z uziemieniem schuko IP-44 wieczko przezroczyste",24.6,1,"szt","PLN","23%","",10,null,null,null,null,"5907577463045",null,null,"KIER",null,null,"",null,10,null,"https://www.ospel.pl/sites/all/pliki/import/image/podtynk/kier/biel/gph-1ws_00_d.jpg","",null,"16A/250~, IP-44 zaciski gwintowe","","",null,null,null,"BIAŁY",null,"0,103 kg","83 mm","88 mm","27 mm",null,null,"2025-03-03",null,"","https://www.ospel.pl/sites/all/pliki/import/image/podtynk/kier/biel/gph-1ws_00_d.jpg","27.33.13.0","8536 69 90"]
[2720,"GPH-1WSP/01/w       ","Gniazdo bryzgoszczelne z uziemieniem schuko IP-44 z przesłonami torów prądowych wieczko w kolorze wyrobu",27.2,1,"szt","PLN","23%","",10,null,null,null,null,"5907577470814",null,null,"KIER",null,null,"",null,10,null,"https://www.ospel.pl/sites/all/pliki/import/image/podtynk/kier/bez/gph-1wsp_01_w.jpg","",null,"16A/250~, IP-44 zaciski gwintowe","","",null,null,null,"BEŻOWY",null,"0,103 kg","83 mm","88 mm","27 mm",null,null,"2025-03-03",null,"","https://www.ospel.pl/sites/all/pliki/import/image/podtynk/kier/bez/gph-1wsp_01_w.jpg","27.33.13.0","8536 69 90"]
[2729,"GPH-1WZP/00/d       ","Gniazdo bryzgoszczelne z uziemieniem IP-44 z przesłonami torów prądowych wieczko przezroczyste",26.7,1,"szt","PLN","23%","",10,null,null,null,null,"5907577463014",null,null,"KIER",null,null,"",null,10,null,"https://www.ospel.pl/sites/all/pliki/import/image/podtynk/kier/biel/gph-1wzp_00_d.jpg","",null,"16A/250~, IP-44 zaciski gwintowe","","",null,null,null,"BIAŁY",null,"0,103 kg","83 mm","88 mm","27 mm",null,null,"2025-03-03",null,"","https://www.ospel.pl/sites/all/pliki/import/image/podtynk/kier/biel/gph-1wzp_00_d.jpg","27.33.13.0","8536 69 90"]
[2737,"GPK-1W/K/45         ","Gniazdo komputerowe pojedyncze, kat. 5e MMC",58.8,1,"szt","PLN","23%","",5,null,null,null,null,"5907577473907",null,null,"KIER",null,null,"",null,5,null,"https://www.ospel.pl/sites/all/pliki/import/image/podtynk/kier/satyna/gpk-1w_k_45.jpg","",null,"Złącze IDC","","",null,null,null,"SATYNA LIGHT",null,"0,049 kg","82 mm","88 mm","21 mm",null,null,"2025-03-03",null,"","https://www.ospel.pl/sites/all/pliki/import/image/podtynk/kier/satyna/gpk-1w_k_45.jpg","26.30.30.0","8517 18 00"]
[2746,"GPK-2W/K/52         ","Gniazdo komputerowe podwójne, kat. 5e MMC",94.6,1,"szt","PLN","23%","",5,null,null,null,null,"5907577474492",null,null,"KIER",null,null,"",null,5,null,"https://www.ospel.pl/sites/all/pliki/import/image/podtynk/kier/braz/gpk-2w_k_52.jpg","",null,"Złącze IDC","","",null,null,null,"BRĄZOWY METALIK",null,"0,054 kg","82 mm","88 mm","21 mm",null,null,"2025-03-03",null,"","https://www.ospel.pl/sites/all/pliki/import/image/podtynk/kier/braz/gpk-2w_k_52.jpg","26.30.30.0","8517 18 00"]
[2752,"GPKT-W/K/01         ","Gniazdo komputerowo-telefoniczne RJ 45 kat. 5e, (8-stykowe) + RJ 11 (6-stykowe)",84.7,1,"szt","PLN","23%","",10,null,null,null,null,"5907577471125",null,null,"KIER",null,null,"",null,10,null,"https://www.ospel.pl/sites/all/pliki/import/image/podtynk/kier/bez/gpkt-w_01.jpg","",null,"Złącze IDC","","",null,null,null,"BEŻOWY",null,"0,056 kg","82 mm","88 mm","21 mm",null,null,"2025-03-03",null,"","https://www.ospel.pl/sites/all/pliki/import/image/podtynk/kier/bez/gpkt-w_01.jpg","26.30.30.0","8517 18 00"]
[2763,"GPT-2WR/00          ","Gniazdo telefoniczne podwójne równoległe",37.299999999999997,1,"szt","PLN","23%","",10,null,null,null,null,"5907577463274",null,null,"KIER",null,null,"",null,10,null,"https://www.ospel.pl/sites/all/pliki/import/image/podtynk/kier/biel/gpt-2w_00.jpg","",null,"Zaciski gwintowe","","",null,null,null,"BIAŁY",null,"0,055 kg","82 mm","88 mm","21 mm",null,null,"2025-03-03",null,"","https://www.ospel.pl/sites/all/pliki/import/image/podtynk/kier/biel/gpt-2w_00.jpg","26.30.30.0","8517 18 00"]
[2772,"ŁP-11W/01           ","Łącznik dwubiegunowy ",27.7,1,"szt","PLN","23%","",10,null,null,null,null,"5907577470647",null,null,"KIER",null,null,"",null,10,null,"https://www.ospel.pl/sites/all/pliki/import/image/podtynk/kier/bez/lp-11w_01.jpg","",null,"10AX/250~, IP-20 zaciski gwintowe","","",null,null,null,"BEŻOWY",null,"0,073 kg","82 mm","88 mm","26 mm",null,null,"2025-03-03",null,"https://www.ospel.pl/sites/all/pliki/import/image/schematy/lacznik_dwubiegunowy.jpg","https://www.ospel.pl/sites/all/pliki/import/image/podtynk/kier/bez/lp-11w_01.jpg","27.33.11.0","8536 50 07"]
[2775,"ŁP-11WS/00          ","Łącznik dwubiegunowy z podświetleniem pomarańczowym",32.299999999999997,1,"szt","PLN","23%","",10,null,null,null,null,"5907577462857",null,null,"KIER",null,null,"",null,10,null,"https://www.ospel.pl/sites/all/pliki/import/image/podtynk/kier/biel/lp-11ws_00.jpg","",null,"10AX/250~, IP-20 zaciski gwintowe","","",null,null,null,"BIAŁY",null,"0,075 kg","82 mm","88 mm","26 mm",null,null,"2025-03-03",null,"https://www.ospel.pl/sites/all/pliki/import/image/schematy/lacznik_dwubiegunowy.jpg","https://www.ospel.pl/sites/all/pliki/import/image/podtynk/kier/biel/lp-11ws_00.jpg","27.33.11.0","8536 50 07"]
[2781,"ŁP-12WS/45          ","Łącznik kontrolny z podświetleniem niebieskim",34.299999999999997,1,"szt","PLN","23%","",5,null,null,null,null,"5907577473556",null,null,"KIER",null,null,"",null,5,null,"https://www.ospel.pl/sites/all/pliki/import/image/podtynk/kier/satyna/lp-1ws_45.jpg","",null,"10AX/250~, IP-20 zaciski gwintowe","","",null,null,null,"SATYNA LIGHT",null,"0,068 kg","82 mm","88 mm","26 mm",null,null,"2025-03-03",null,"","https://www.ospel.pl/sites/all/pliki/import/image/podtynk/kier/satyna/lp-1ws_45.jpg","27.33.11.0","8536 50 07"]
[2790,"ŁP-1W/52            ","Łącznik jednobiegunowy ",18.5,1,"szt","PLN","23%","",5,null,null,null,null,"5907577473969",null,null,"KIER",null,null,"",null,5,null,"https://www.ospel.pl/sites/all/pliki/import/image/podtynk/kier/braz/lp-1w_52.jpg","",null,"10AX/250~, IP-20 zaciski gwintowe","","",null,null,null,"BRĄZOWY METALIK",null,"0,063 kg","82 mm","88 mm","26 mm",null,null,"2025-03-03",null,"","https://www.ospel.pl/sites/all/pliki/import/image/podtynk/kier/braz/lp-1w_52.jpg","27.33.11.0","8536 50 07"]
[2799,"ŁP-2WS/00           ","Łącznik dwugrupowy świecznikowy z podświetleniem pomarańczowym",23.6,1,"szt","PLN","23%","",10,null,null,null,null,"5907577462734",null,null,"KIER",null,null,"",null,10,null,"https://www.ospel.pl/sites/all/pliki/import/image/podtynk/kier/biel/lp-2ws_00.jpg","",null,"10AX/250~, IP-20 zaciski gwintowe","","",null,null,null,"BIAŁY",null,"0,071 kg","82 mm","88 mm","26 mm",null,null,"2025-03-03",null,"","https://www.ospel.pl/sites/all/pliki/import/image/podtynk/kier/biel/lp-2ws_00.jpg","27.33.11.0","8536 50 07"]
[2804,"ŁP-3W/01            ","Łącznik schodowy ",16.899999999999999,1,"szt","PLN","23%","",10,null,null,null,null,"5907577470548",null,null,"KIER",null,null,"",null,10,null,"https://www.ospel.pl/sites/all/pliki/import/image/podtynk/kier/bez/lp-3w_01.jpg","",null,"10AX/250~, IP-20 zaciski gwintowe","","",null,null,null,"BEŻOWY",null,"0,068 kg","82 mm","88 mm","26 mm",null,null,"2025-03-03",null,"","https://www.ospel.pl/sites/all/pliki/import/image/podtynk/kier/bez/lp-3w_01.jpg","27.33.11.0","8536 50 07"]
[2816,"ŁP-4WS/01           ","Łącznik krzyżowy z podświetleniem pomarańczowym",31.1,1,"szt","PLN","23%","",10,null,null,null,null,"5907577470579",null,null,"KIER",null,null,"",null,10,null,"https://www.ospel.pl/sites/all/pliki/import/image/podtynk/kier/bez/lp-4ws_01.jpg","",null,"10AX/250~, IP-20 zaciski gwintowe","","",null,null,null,"BEŻOWY",null,"0,076 kg","82 mm","88 mm","26 mm",null,null,"2025-03-03",null,"","https://www.ospel.pl/sites/all/pliki/import/image/podtynk/kier/bez/lp-4ws_01.jpg","27.33.11.0","8536 50 07"]
[2825,"ŁP-5WS/45           ","Łącznik zwierny \"światło\" z podświetleniem niebieskim",27.7,1,"szt","PLN","23%","",5,null,null,null,null,"5907577473488",null,null,"KIER",null,null,"",null,5,null,"https://www.ospel.pl/sites/all/pliki/import/image/podtynk/kier/satyna/lp-5ws_45.jpg","",null,"10AX/250~, IP-20 zaciski gwintowe","","",null,null,null,"SATYNA LIGHT",null,"0,066 kg","82 mm","88 mm","26 mm",null,null,"2025-03-03",null,"","https://www.ospel.pl/sites/all/pliki/import/image/podtynk/kier/satyna/lp-5ws_45.jpg","27.33.11.0","8536 50 07"]
[2827,"ŁP-6W/00            ","Łącznik zwierny \"dzwonek\" ",16.7,1,"szt","PLN","23%","",10,null,null,null,null,"5907577462802",null,null,"KIER",null,null,"",null,10,null,"https://www.ospel.pl/sites/all/pliki/import/image/podtynk/kier/biel/lp-6w_00.jpg","",null,"10AX/250~, IP-20 zaciski gwintowe","","",null,null,null,"BIAŁY",null,"0,064 kg","82 mm","88 mm","26 mm",null,null,"2025-03-03",null,"","https://www.ospel.pl/sites/all/pliki/import/image/podtynk/kier/biel/lp-6w_00.jpg","27.33.11.0","8536 50 07"]
[2834,"ŁP-6WS/52           ","Łącznik zwierny \"dzwonek\" z podświetleniem niebieskim",27.7,1,"szt","PLN","23%","",5,null,null,null,null,"5907577474072",null,null,"KIER",null,null,"",null,5,null,"https://www.ospel.pl/sites/all/pliki/import/image/podtynk/kier/braz/lp-6ws_52.jpg","",null,"10AX/250~, IP-20 zaciski gwintowe","","",null,null,null,"BRĄZOWY METALIK",null,"0,066 kg","82 mm","88 mm","26 mm",null,null,"2025-03-03",null,"","https://www.ospel.pl/sites/all/pliki/import/image/podtynk/kier/braz/lp-6ws_52.jpg","27.33.11.0","8536 50 07"]
[2843,"ŁP-7WBS/00          ","Łącznik żaluzjowy z podświetleniem pomarańczowym z blokadą mechaniczną",38.5,1,"szt","PLN","23%","",10,null,null,null,null,"5907577478353",null,null,"KIER",null,null,"",null,10,null,"https://www.ospel.pl/sites/all/pliki/import/image/podtynk/kier/biel/lp-7ws_00.jpg","",null,"10AX/250~, IP-20 zaciski gwintowe","","",null,null,null,"BIAŁY",null,"0,073 kg","82 mm","88 mm","26 mm",null,null,"2025-03-03",null,"","https://www.ospel.pl/sites/all/pliki/import/image/podtynk/kier/biel/lp-7ws_00.jpg","27.33.11.0","8536 50 07"]
[2852,"ŁP-8W/01            ","Ściemniacz przyciskowo-obrotowy przystosowany do obciążenia żarowego i halogenowego",114.9,1,"szt","PLN","23%","",5,null,null,null,null,"5907577470708",null,null,"KIER",null,null,"",null,5,null,"https://www.ospel.pl/sites/all/pliki/import/image/podtynk/kier/bez/lp-8w_01.jpg","",null,"40-400W, 230V~50Hz, zaciski gwintowe","","",null,null,null,"BEŻOWY",null,"0,138 kg","82 mm","88 mm","31 mm",null,null,"2025-03-03",null,"https://www.ospel.pl/sites/all/pliki/import/image/schematy/sciemniacze.pdf","https://www.ospel.pl/sites/all/pliki/import/image/podtynk/kier/bez/lp-8w_01.jpg","27.33.11.0","8536 50 05"]
[2859,"ŁP-9W/00            ","Łącznik schodowy + jednobiegunowy ",29.4,1,"szt","PLN","23%","",10,null,null,null,null,"5907577462871",null,null,"KIER",null,null,"",null,10,null,"https://www.ospel.pl/sites/all/pliki/import/image/podtynk/kier/biel/lp-2w_00.jpg","",null,"10AX/250~, IP-20 zaciski gwintowe","","",null,null,null,"BIAŁY",null,"0,076 kg","82 mm","88 mm","26 mm",null,null,"2025-03-03",null,"","https://www.ospel.pl/sites/all/pliki/import/image/podtynk/kier/biel/lp-2w_00.jpg","27.33.11.0","8536 50 07"]
[2869,"KS-2                ","Bypass do źródeł światła typu Led",36.799999999999997,1,"szt","PLN","23%","",25,null,null,null,null,"5906729015422",null,null,"KONDENSATORY",null,null,"",null,25,null,"https://www.ospel.pl/sites/all/pliki/import/image/akcesoria/ks-2.jpg","",null,"","","",null,null,null,"",null,"","","","",null,null,"2025-03-03",null,"","https://www.ospel.pl/sites/all/pliki/import/image/akcesoria/ks-2.jpg","27.90.52.0","8532 10 00"]
[2878,"ŁNH-5L/00           ","Łącznik zwierny \"światło\" ",19.600000000000001,1,"szt","PLN","23%","",10,null,null,null,null,"5907577400255",null,null,"LAMBDA",null,null,"",null,10,null,"https://www.ospel.pl/sites/all/pliki/import/image/natynk/lambda/lnh-5l.jpg","",null,"","","",null,null,null,"BIAŁY",null,"","85 mm","67 mm","",null,null,"2025-03-03",null,"https://www.ospel.pl/sites/all/pliki/import/image/schematy/lacznik_zwierny_swiatlo.jpg","https://www.ospel.pl/sites/all/pliki/import/image/natynk/lambda/lnh-5l.jpg","27.33.11.0","8536 50 07"]
[2886,"GNH-1NZ/00/d        ","Gniazdo pojedyncze z uziemieniem wieczko przezroczyste",16.600000000000001,1,"szt","PLN","23%","",10,null,null,null,null,"5907577450465",null,null,"MADERA",null,null,"",null,10,null,"https://www.ospel.pl/sites/all/pliki/import/image/natynk/madera/gnh-1nz_00_d.jpg","",null,"16A/250~, IP-44, zaciski gwintowe","","",null,null,null,"BIAŁY",null,"0,0930 kg","70 mm","65 mm","",null,null,"2025-03-03",null,"","https://www.ospel.pl/sites/all/pliki/import/image/natynk/madera/gnh-1nz_00_d.jpg","27.33.13.0","8536 69 90"]
[2895,"GNH-2NZ/00/w        ","Gniazdo podwójne z uziemieniem wieczko w kolorze wyrobu",27.6,1,"szt","PLN","23%","",5,null,null,null,null,"5907577450519",null,null,"MADERA",null,null,"",null,5,null,"https://www.ospel.pl/sites/all/pliki/import/image/natynk/madera/gnh-2nz_00_w.jpg","",null,"16A/250~, IP-44, zaciski gwintowe","","",null,null,null,"BIAŁY",null,"","","","",null,null,"2025-03-03",null,"","https://www.ospel.pl/sites/all/pliki/import/image/natynk/madera/gnh-2nz_00_w.jpg","27.33.13.0","8536 69 90"]
[2896,"GNH-2NZP/00/d       ","Gniazdo podwójne z uziemieniem z przesłonami torów prądowych wieczko przezroczyste",30.5,1,"szt","PLN","23%","",5,null,null,null,null,"5907577450526",null,null,"MADERA",null,null,"",null,5,null,"https://www.ospel.pl/sites/all/pliki/import/image/natynk/madera/gnh-2nzp_00_d.jpg","",null,"16A/250~, IP-44, zaciski gwintowe","","",null,null,null,"BIAŁY",null,"","","","",null,null,"2025-03-03",null,"","https://www.ospel.pl/sites/all/pliki/import/image/natynk/madera/gnh-2nzp_00_d.jpg","27.33.13.0","8536 69 90"]
[2909,"ŁNH-1NS/00          ","Łącznik jednobiegunowy z podświetleniem pomarańczowym",22.8,1,"szt","PLN","23%","",10,null,null,null,null,"5907577450373",null,null,"MADERA",null,null,"",null,10,null,"https://www.ospel.pl/sites/all/pliki/import/image/natynk/madera/lnh-1ns_00.jpg","",null,"10AX/250~, IP-44 zaciski gwintowe","","",null,null,null,"BIAŁY",null,"0,081 kg","70 mm","65 mm","",null,null,"2025-03-03",null,"","https://www.ospel.pl/sites/all/pliki/import/image/natynk/madera/lnh-1ns_00.jpg","27.33.11.0","8536 50 07"]
[2913,"ŁNH-3NS/00          ","Łącznik schodowy z podświetleniem pomarańczowym",24.3,1,"szt","PLN","23%","",10,null,null,null,null,"5907577450397",null,null,"MADERA",null,null,"",null,10,null,"https://www.ospel.pl/sites/all/pliki/import/image/natynk/madera/lnh-3ns_00.jpg","",null,"10AX/250~, IP-44 zaciski gwintowe","","",null,null,null,"BIAŁY",null,"0,085 kg","70 mm","65 mm","",null,null,"2025-03-03",null,"","https://www.ospel.pl/sites/all/pliki/import/image/natynk/madera/lnh-3ns_00.jpg","27.33.11.0","8536 50 07"]
[2922,"ZH-NŁ1G/00/d        ","Zestaw Łącznik pojedynczy + Gniazdo pojedyncze wieczko przezroczyste",33,1,"szt","PLN","23%","",5,null,null,null,null,"5907577450588",null,null,"MADERA",null,null,"",null,5,null,"https://www.ospel.pl/sites/all/pliki/import/image/natynk/madera/zh-nl1g_00_d.jpg","",null,"10AX/16A/250~, IP-44 zaciski gwintowe","","",null,null,null,"BIAŁY",null,"0,1600 kg","70 mm","130 mm","",null,null,"2025-03-03",null,"","https://www.ospel.pl/sites/all/pliki/import/image/natynk/madera/zh-nl1g_00_d.jpg","27.33.13.0","8536 49 00"]
[2931,"LP-1P               ","Moduł podświetlenia pomarańczowy ",5.4,1,"szt","PLN","23%","",0,null,null,null,null,"5907577455132",null,null,"MODUŁ PODŚWIETLENIA",null,null,"",null,0,null,"https://www.ospel.pl/sites/all/pliki/import/image/podtynk/podswietlenie/lp-01.jpg","",null,"0,1W","","",null,null,null,"",null,"","","","",null,null,"2025-03-03",null,"","https://www.ospel.pl/sites/all/pliki/import/image/podtynk/podswietlenie/lp-01.jpg","27.33.13.0","8536 90 01"]
[2941,"MG-USB              ","Moduł gniazda USB ",43.29,1,"szt","PLN","23%","",10,null,null,null,null,"5907577460112",null,null,"MODUŁY TELEINFORMATYCZNE",null,null,"",null,10,null,"https://www.ospel.pl/sites/all/pliki/import/image/podtynk/modul_komp/usb.jpg","",null,"","","",null,null,null,"",null,"","","","",null,null,"2025-03-03",null,"","https://www.ospel.pl/sites/all/pliki/import/image/podtynk/modul_komp/usb.jpg","26.30.30.0","8517 18 00"]
[2948,"MGK-K6E             ","Moduł gniazda komputerowego MMC RJ45 kat 6 ekranowany",70.61,1,"szt","PLN","23%","",10,null,null,null,null,"5907577455392",null,null,"MODUŁY TELEINFORMATYCZNE",null,null,"",null,10,null,"https://www.ospel.pl/sites/all/pliki/import/image/podtynk/modul_komp/mgk-k6e_mmc.jpg","",null,"","","Tylko na zamówienie",null,null,null,"",null,"","","","",null,null,"2025-03-03",null,"","https://www.ospel.pl/sites/all/pliki/import/image/podtynk/modul_komp/mgk-k6e_mmc.jpg","26.30.30.0","8536 69 90"]
[2957,"ZOK-1/25            ","Zaślepka obudowy typu Keystone ",1.7324999999999999,1,"szt","PLN","23%","",20,null,null,null,null,"5907577481971",null,null,"MODUŁY TELEINFORMATYCZNE",null,null,"",null,20,null,"https://www.ospel.pl/sites/all/pliki/import/image/podtynk/modul_komp/zok-1_25.jpg","",null,"","","",null,null,null,"CZARNY",null,"","","","",null,null,"2025-03-03",null,"","https://www.ospel.pl/sites/all/pliki/import/image/podtynk/modul_komp/zok-1_25.jpg","26.30.30.0","8536 90 01"]
[2964,"OS/24               ","Osłona ściany ",3.3,1,"szt","PLN","23%","",0,null,null,null,null,"5907559802893",null,null,"OSŁONA ŚCIANY",null,null,"",null,0,null,"https://www.ospel.pl/sites/all/pliki/import/image/akcesoria/tlo_24.jpg","",null,"","","",null,null,null,"BRĄZOWY",null,"","","","",null,null,"2025-03-03",null,"","https://www.ospel.pl/sites/all/pliki/import/image/akcesoria/tlo_24.jpg","22.23.19.0","8536 90 01"]
[2966,"OS/27               ","Osłona ściany ",3.3,1,"szt","PLN","23%","",0,null,null,null,null,"5907559845067",null,null,"OSŁONA ŚCIANY",null,null,"",null,0,null,"https://www.ospel.pl/sites/all/pliki/import/image/akcesoria/tlo_27.jpg","",null,"","","",null,null,null,"ECRU",null,"","","","",null,null,"2025-03-03",null,"","https://www.ospel.pl/sites/all/pliki/import/image/akcesoria/tlo_27.jpg","22.23.19.0","8536 90 01"]
[2975,"GK-1ZP/46           ","Gniazdo pojedyncze z uziemieniem z przesłonami torów prądowych",19,1,"szt","PLN","23%","",10,null,null,null,null,"5907577477301",null,null,"OSPEL45",null,null,"",null,10,null,"https://www.ospel.pl/sites/all/pliki/import/image/podtynk/ospel45/gk-1zp_46.jpg","",null,"16A/250~, IP-20, zaciski gwintowe","","",null,null,null,"BIAŁY CIEPŁY ",null,"","45 mm","45 mm","38 mm",null,null,"2025-03-03",null,"","https://www.ospel.pl/sites/all/pliki/import/image/podtynk/ospel45/gk-1zp_46.jpg","27.33.13.0","8536 69 90"]
[2984,"GKZ-1/46            ","Zaślepka ",6.3,1,"szt","PLN","23%","",20,null,null,null,null,"5907577477240",null,null,"OSPEL45",null,null,"",null,20,null,"https://www.ospel.pl/sites/all/pliki/import/image/podtynk/ospel45/gkz-1_46.jpg","",null,"Tworzywo ABS","","",null,null,null,"BIAŁY CIEPŁY ",null,"","45 mm","22.5 mm","17 mm",null,null,"2025-03-03",null,"","https://www.ospel.pl/sites/all/pliki/import/image/podtynk/ospel45/gkz-1_46.jpg","27.12.23.0","8536 90 01"]
[2993,"GSP-4-16/22/30      ","Gniazdo siłowe przenośne 16A 3P + uziemienie",22.9,1,"szt","PLN","23%","",5,null,null,null,null,"5906729024639",null,null,"OSPRZĘT SIŁOWY",null,null,"",null,5,null,"https://www.ospel.pl/sites/all/pliki/import/image/silowka/gsp_4_16","",null,"16A-6h/380-415V~, IP44","","",null,null,null,"CZERWONY",null,"0,2224 kg","97 mm","64 mm","",null,null,"2025-03-03",null,"","https://www.ospel.pl/sites/all/pliki/import/image/silowka/gsp_4_16","27.33.13.0",""]
[3001,"GSW-4-16/22         ","Gniazdo siłowe do wbudowania 16A 3P + uziemienie",28,1,"szt","PLN","23%","",5,null,null,null,null,"5906729024714",null,null,"OSPRZĘT SIŁOWY",null,null,"",null,5,null,"https://www.ospel.pl/sites/all/pliki/import/image/silowka/gsw_4_16","",null,"16A-6h/380-415V~, IP44","","",null,null,null,"CZERWONY",null,"0,1666 kg","94 mm","77 mm","25 mm",null,null,"2025-03-03",null,"","https://www.ospel.pl/sites/all/pliki/import/image/silowka/gsw_4_16","27.33.13.0",""]
[3010,"ŁW-2P/00            ","Łącznik dwugrupowy świecznikowy ",15.4,1,"szt","PLN","23%","",20,null,null,null,null,"5907577408237",null,null,"PI",null,null,"",null,20,null,"https://www.ospel.pl/sites/all/pliki/import/image/natynk/pi/lw-2p.jpg","",null,"6A/250~, IP-20, zaciski gwintowe","","",null,null,null,"BIAŁY",null,"0,029 kg","71.5 mm","64 mm","",null,null,"2025-03-03",null,"https://www.ospel.pl/sites/all/pliki/import/image/schematy/lacznik_swiecznikowy.jpg","https://www.ospel.pl/sites/all/pliki/import/image/natynk/pi/lw-2p.jpg","27.33.11.0","8536 50 07"]
[3016,"PS-1/30             ","Platforma ",10.5,1,"szt","PLN","23%","",10,null,null,null,null,"5906729002224",null,null,"PLATFORMA",null,null,"",null,10,null,"https://www.ospel.pl/sites/all/pliki/import/image/akcesoria/ps-1.jpg","",null,"","","",null,null,null,"SZARY",null,"","","","",null,null,"2025-03-03",null,"","https://www.ospel.pl/sites/all/pliki/import/image/akcesoria/ps-1.jpg","27.33.11.0","8547 20 00"]
[3019,"PP-F2X60GŁ-P-K      ","Puszka instalacyjna końcowa z kieszenią podwójna z wkrętami głęboka 2 x O60",10.8,1,"szt","PLN","23%","",10,null,null,null,null,"5907577482039",null,null,"PUSZKI PODTYNKOWE",null,null,"",null,10,null,"https://www.ospel.pl/sites/all/pliki/import/image/puszki-odgalezniki/podtynkowe/pp-f2x60gl_p_k.jpg","",null,"650°C, IP20, Polipropylen","","",null,null,null,"POMARAŃCZOWY",null,"","","","",null,null,"2025-03-03",null,"","https://www.ospel.pl/sites/all/pliki/import/image/puszki-odgalezniki/podtynkowe/pp-f2x60gl_p_k.jpg","27.33.13.0","8536 90 01"]
[3028,"RKI-16B/25          ","Rura karbowana instalacyjna 750N średnica zewnętrzna 16mm",1.5836000000000001,1,"mb","PLN","23%","",25,null,null,null,null,"5907577476915",null,null,"RURY ELEKTROINSTALACYJNE I KARBOWANE",null,null,"",null,25,null,"https://www.ospel.pl/sites/all/pliki/import/image/akcesoria/rki-11.jpg","",null,"16mm/10mm; 750N; -5°C/+60°","","",null,null,null,"SZARY",null,"1,41 kg","","","",null,null,"2025-03-03",null,"","https://www.ospel.pl/sites/all/pliki/import/image/akcesoria/rki-11.jpg","22.21.21.0","3917 23 90"]
[3039,"RKI-20BP/50         ","Rura karbowana instalacyjna 750N z pilotem, średnica zewnętrzna 20mm",2.3433000000000002,1,"mb","PLN","23%","",50,null,null,null,null,"5907577477042",null,null,"RURY ELEKTROINSTALACYJNE I KARBOWANE",null,null,"",null,50,null,"https://www.ospel.pl/sites/all/pliki/import/image/akcesoria/rki-11.jpg","",null,"20mm/14mm; 750N; -5°C/+60°","","",null,null,null,"SZARY",null,"4,00 kg","","","",null,null,"2025-03-03",null,"","https://www.ospel.pl/sites/all/pliki/import/image/akcesoria/rki-11.jpg","22.21.21.0","3917 23 90"]
[3045,"RKI-25B/50          ","Rura karbowana instalacyjna 750N średnica zewnętrzna 25mm",2.5573000000000001,1,"mb","PLN","23%","",50,null,null,null,null,"5907577473365",null,null,"RURY ELEKTROINSTALACYJNE I KARBOWANE",null,null,"",null,50,null,"https://www.ospel.pl/sites/all/pliki/import/image/akcesoria/rki-11.jpg","",null,"25mm/18mm; 750N; -5°C/+60°","","",null,null,null,"SZARY",null,"4,76 kg","","","",null,null,"2025-03-03",null,"","https://www.ospel.pl/sites/all/pliki/import/image/akcesoria/rki-11.jpg","22.21.21.0","3917 23 90"]
[3054,"AP45-1R/m/27        ","Adapter podtynkowy systemu OSPEL 45 do serii Sonata",12.6,1,"szt","PLN","23%","",10,null,null,null,null,"5907577478698",null,null,"SONATA",null,null,"",null,10,null,"https://www.ospel.pl/sites/all/pliki/import/image/podtynk/sonata/ecru/ap45-1r_m_27.jpg","",null,"","","",null,null,null,"ECRU",null,"0,04 kg","75 mm","75 mm","20 mm",null,null,"2025-03-03",null,"","https://www.ospel.pl/sites/all/pliki/import/image/podtynk/sonata/ecru/ap45-1r_m_27.jpg","26.40.52.0","8536 90 01"]
[3063,"GG-1R/m/33          ","Gniazdo głośnikowe pojedyncze ",43.9,1,"szt","PLN","23%","",4,null,null,null,null,"5907577446666",null,null,"SONATA",null,null,"",null,4,null,"https://www.ospel.pl/sites/all/pliki/import/image/podtynk/sonata/czarny/gg-1r_m_33.jpg","https://www.ospel.pl/sites/all/pliki/import/image/rysunki/sonata/gniazda_glosnikowe.jpg",null,"Przyłączalność przewodów 0,75mm2","","",null,null,null,"CZARNY METALIK",null,"0,048 kg","71 mm","71 mm","20 mm",null,null,"2025-03-03",null,"","https://www.ospel.pl/sites/all/pliki/import/image/podtynk/sonata/czarny/gg-1r_m_33.jpg","26.40.52.0","8517 18 00"]
[3068,"GG-1R/m/82          ","Gniazdo głośnikowe pojedyncze ",43.9,1,"szt","PLN","23%","",4,null,null,null,null,"5906729030197",null,null,"SONATA",null,null,"",null,4,null,"https://www.ospel.pl/sites/all/pliki/import/image/podtynk/sonata/kaszmir/gg-1r_m_82.jpg","",null,"Przyłączalność przewodów 0,75mm2","","",null,null,null,"KASZMIR",null,"0,048 kg","71 mm","71 mm","20 mm",null,null,"2025-03-03",null,"","https://www.ospel.pl/sites/all/pliki/import/image/podtynk/sonata/kaszmir/gg-1r_m_82.jpg","26.40.52.0","8517 18 00"]
[3080,"GGN-1R/m/38         ","Gniazdo głośnikowe pojedyncze ",49,1,"szt","PLN","23%","",4,null,null,null,null,"5907577477660",null,null,"SONATA",null,null,"",null,4,null,"https://www.ospel.pl/sites/all/pliki/import/image/podtynk/sonata/srebro_mat/ggn-1r_m_38.jpg","",null,"Przyłączalność przewodów 6mm2","","",null,null,null,"SREBRO MAT",null,"0,055 kg","71 mm","71 mm","22 mm",null,null,"2025-03-03",null,"","https://www.ospel.pl/sites/all/pliki/import/image/podtynk/sonata/srebro_mat/ggn-1r_m_38.jpg","26.40.52.0","8517 18 00"]
[3081,"GGN-1R/m/39         ","Gniazdo głośnikowe pojedyncze ",49,1,"szt","PLN","23%","",4,null,null,null,null,"5907577477677",null,null,"SONATA",null,null,"",null,4,null,"https://www.ospel.pl/sites/all/pliki/import/image/podtynk/sonata/szampan_zloty/ggn-1r_m_39.jpg","",null,"Przyłączalność przewodów 6mm2","","",null,null,null,"SZAMPAŃSKI ZŁOTY",null,"0,055 kg","71 mm","71 mm","22 mm",null,null,"2025-03-03",null,"","https://www.ospel.pl/sites/all/pliki/import/image/podtynk/sonata/szampan_zloty/ggn-1r_m_39.jpg","26.40.52.0","8517 18 00"]
[3091,"GP-1R/m/75          ","Gniazdo pojedyncze ",27.7,1,"szt","PLN","23%","",4,null,null,null,null,"5906729023854",null,null,"SONATA",null,null,"",null,4,null,"https://www.ospel.pl/sites/all/pliki/import/image/podtynk/sonata/bialy/gp-1r_m_00.jpg","",null,"16A/250~, IP-20, zaciski gwintowe","","",null,null,null,"BIAŁY MAT",null,"0,0665 kg","71 mm","71 mm","24 mm",null,null,"2025-03-03",null,"","https://www.ospel.pl/sites/all/pliki/import/image/podtynk/sonata/bialy/gp-1r_m_00.jpg","27.33.13.0","8536 69 90"]
[3098,"GP-1RP/m/40         ","Gniazdo pojedyncze z przesłonami torów prądowych",28.8,1,"szt","PLN","23%","",4,null,null,null,null,"5907577448653",null,null,"SONATA",null,null,"",null,4,null,"https://www.ospel.pl/sites/all/pliki/import/image/podtynk/sonata/czek_metalik/gp-1rp_m_40.jpg","",null,"16A/250~, IP-20, zaciski gwintowe","","",null,null,null,"CZEKOLADOWY METALIK",null,"0,0665 kg","71 mm","71 mm","24 mm",null,null,"2025-03-03",null,"","https://www.ospel.pl/sites/all/pliki/import/image/podtynk/sonata/czek_metalik/gp-1rp_m_40.jpg","27.33.13.0","8536 69 90"]
[3107,"GP-1RS/m/75         ","Gniazdo pojedyncze z uziemieniem schuko ",33.6,1,"szt","PLN","23%","",4,null,null,null,null,"5906729023892",null,null,"SONATA",null,null,"",null,4,null,"https://www.ospel.pl/sites/all/pliki/import/image/podtynk/sonata/bialy/gp-1rs_m_00.jpg","",null,"16A/250~, IP-20, zaciski gwintowe","","",null,null,null,"BIAŁY MAT",null,"0,0735 kg","71 mm","71 mm","27 mm",null,null,"2025-03-03",null,"","https://www.ospel.pl/sites/all/pliki/import/image/podtynk/sonata/bialy/gp-1rs_m_00.jpg","27.33.13.0","8536 69 90"]
[3116,"GP-1RSP/m/82        ","Gniazdo pojedyncze z uziemieniem schuko z przesłonami torów prądowych",34.1,1,"szt","PLN","23%","",4,null,null,null,null,"5906729029702",null,null,"SONATA",null,null,"",null,4,null,"https://www.ospel.pl/sites/all/pliki/import/image/podtynk/sonata/kaszmir/gp-1rsp_m_82.jpg","",null,"16A/250~, IP-20, zaciski gwintowe","","",null,null,null,"KASZMIR",null,"0,074 kg","71 mm","71 mm","27 mm",null,null,"2025-03-03",null,"","https://www.ospel.pl/sites/all/pliki/import/image/podtynk/sonata/kaszmir/gp-1rsp_m_82.jpg","27.33.13.0","8536 69 90"]
[3123,"GP-1RSPUSB/m/75     ","Gniazdo pojedyncze z uziemieniem schuko z przesłonami torów prądowych, z ładowarką USB",130.4,1,"szt","PLN","23%","",5,null,null,null,null,"5906729016498",null,null,"SONATA",null,null,"",null,5,null,"https://www.ospel.pl/sites/all/pliki/import/image/podtynk/sonata/bialy/gp-1rspusb_m_00.jpg","",null,"16A/230~,USB 5V/2,1A, IP-20, zac.bezgw.","","",null,null,null,"BIAŁY MAT",null,"0,1035 kg","73 mm","73 mm","35 mm",null,null,"2025-03-03",null,"","https://www.ospel.pl/sites/all/pliki/import/image/podtynk/sonata/bialy/gp-1rspusb_m_00.jpg","27.33.13.0","8536 69 90"]
[3133,"GP-1RZ/m/27         ","Gniazdo pojedyncze z uziemieniem ",22.3,1,"szt","PLN","23%","",10,null,null,null,null,"5907577444822",null,null,"SONATA",null,null,"",null,10,null,"https://www.ospel.pl/sites/all/pliki/import/image/podtynk/sonata/ecru/gp-1rz_m_27.jpg","https://www.ospel.pl/sites/all/pliki/import/image/rysunki/sonata/gniazda_pojedyncze_ip20.jpg",null,"16A/250~, IP-20, zaciski gwintowe","","",null,null,null,"ECRU",null,"0,0735 kg","71 mm","71 mm","24 mm",null,null,"2025-03-03",null,"","https://www.ospel.pl/sites/all/pliki/import/image/podtynk/sonata/ecru/gp-1rz_m_27.jpg","27.33.13.0","8536 69 90"]
[3142,"GP-1RZK/m/00        ","Gniazdo pojedyncze z uziemieniem DATA z kluczem uprawniającym",25.2,1,"szt","PLN","23%","",10,null,null,null,null,"5907577445379",null,null,"SONATA",null,null,"",null,10,null,"https://www.ospel.pl/sites/all/pliki/import/image/podtynk/sonata/bialy/gp-1rzk_m_00.jpg","",null,"16A/250~, IP-20, zaciski gwintowe","","",null,null,null,"CZERWONY",null,"0,075 kg","71 mm","71 mm","27 mm",null,null,"2025-03-03",null,"","https://www.ospel.pl/sites/all/pliki/import/image/podtynk/sonata/bialy/gp-1rzk_m_00.jpg","27.33.13.0","8536 69 90"]
[3143,"GP-1RZP/m/00        ","Gniazdo pojedyncze z uziemieniem z przesłonami torów prądowych",23.9,1,"szt","PLN","23%","",10,null,null,null,null,"5907577445355",null,null,"SONATA",null,null,"",null,10,null,"https://www.ospel.pl/sites/all/pliki/import/image/podtynk/sonata/bialy/gp-1rzp_m_00.jpg","https://www.ospel.pl/sites/all/pliki/import/image/rysunki/sonata/gniazda_pojedyncze_ip20.jpg",null,"16A/250~, IP-20, zaciski gwintowe","","",null,null,null,"BIAŁY",null,"0,0745 kg","71 mm","71 mm","24 mm",null,null,"2025-03-03",null,"","https://www.ospel.pl/sites/all/pliki/import/image/podtynk/sonata/bialy/gp-1rzp_m_00.jpg","27.33.13.0","8536 69 90"]
[3151,"GP-1RZPUSB/m/00     ","Gniazdo pojedyncze z uziemieniem z przesłonami torów prądowych, z ładowarką USB",121.9,1,"szt","PLN","23%","",5,null,null,null,null,"5907577494780",null,null,"SONATA",null,null,"",null,5,null,"https://www.ospel.pl/sites/all/pliki/import/image/podtynk/sonata/bialy/gp-1rzpusb_m_00.jpg","",null,"16A/230~,USB 5V/2,1A, IP-20, zac.bezgw.","","",null,null,null,"BIAŁY",null,"0,104 kg","73 mm","73 mm","35 mm",null,null,"2025-03-03",null,"","https://www.ospel.pl/sites/all/pliki/import/image/podtynk/sonata/bialy/gp-1rzpusb_m_00.jpg","27.33.13.0","8536 69 90"]
[3160,"GP-1RZPUSBAC/m/27   ","Gniazdo pojedyncze z uziemieniem z przesłonami torów prądowych, z ładowarką USB A+C",164.2,1,"szt","PLN","23%","",5,null,null,null,null,"5906729025643",null,null,"SONATA",null,null,"",null,5,null,"https://www.ospel.pl/sites/all/pliki/import/image/podtynk/sonata/ecru/gp-1rzpusbac_m_27.jpg","",null,"16A/230~, IP-20, zac.bezgw.","","",null,null,null,"ECRU",null,"","73 mm","73 mm","31 mm",null,null,"2025-03-03",null,"","https://www.ospel.pl/sites/all/pliki/import/image/podtynk/sonata/ecru/gp-1rzpusbac_m_27.jpg","27.33.13.0","8536 69 90"]
[3166,"GP-1RZPUSBAC/m/82   ","Gniazdo pojedyncze z uziemieniem z przesłonami torów prądowych, z ładowarką USB A+C",169.1,1,"szt","PLN","23%","",5,null,null,null,null,"5906729030494",null,null,"SONATA",null,null,"",null,5,null,"https://www.ospel.pl/sites/all/pliki/import/image/podtynk/sonata/kaszmir/gp-1rzpusbac_m_82.jpg","",null,"16A/230~, IP-20, zac.bezgw.","","",null,null,null,"KASZMIR",null,"","73 mm","73 mm","31 mm",null,null,"2025-03-03",null,"","https://www.ospel.pl/sites/all/pliki/import/image/podtynk/sonata/kaszmir/gp-1rzpusbac_m_82.jpg","27.33.13.0","8536 69 90"]
[3177,"GP-2RC/33           ","Gniazdo podwójne z uziemieniem z funkcją niezamienności faz, kompletne z ramką",37.799999999999997,1,"szt","PLN","23%","",5,null,null,null,null,"5907577446833",null,null,"SONATA",null,null,"",null,5,null,"https://www.ospel.pl/sites/all/pliki/import/image/podtynk/sonata/czarny/gp-2rc_33.jpg","https://www.ospel.pl/sites/all/pliki/import/image/rysunki/sonata/gniazda_podwojne_nf.jpg",null,"16A/250~, IP-20, zaciski gwintowe","","",null,null,null,"CZARNY METALIK",null,"0,0945 kg","90 mm","84 mm","23 mm",null,null,"2025-03-03",null,"","https://www.ospel.pl/sites/all/pliki/import/image/podtynk/sonata/czarny/gp-2rc_33.jpg","27.33.13.0","8536 69 90"]
[3186,"GP-2RP/38           ","Gniazdo podwójne z przesłonami torów prądowych, kompletne z ramką",36.5,1,"szt","PLN","23%","",4,null,null,null,null,"5907577447366",null,null,"SONATA",null,null,"",null,4,null,"https://www.ospel.pl/sites/all/pliki/import/image/podtynk/sonata/srebro_mat/gp-2rp_38.jpg","",null,"16A/250~, IP-20, zaciski gwintowe","","",null,null,null,"SREBRO MAT",null,"0,089 kg","90 mm","84 mm","27 mm",null,null,"2025-03-03",null,"","https://www.ospel.pl/sites/all/pliki/import/image/podtynk/sonata/srebro_mat/gp-2rp_38.jpg","27.33.13.0","8536 69 90"]
[3195,"GP-2RR/m/39         ","Gniazdo podwójne moduł bez ramki",28.6,1,"szt","PLN","23%","",4,null,null,null,null,"5907577448073",null,null,"SONATA",null,null,"",null,4,null,"https://www.ospel.pl/sites/all/pliki/import/image/podtynk/sonata/szampan_zloty/gp-2rr_m_39.jpg","",null,"16A/250~, IP-20, zaciski gwintowe","","",null,null,null,"SZAMPAŃSKI ZŁOTY",null,"0,071 kg","71 mm","71 mm","22 mm",null,null,"2025-03-03",null,"","https://www.ospel.pl/sites/all/pliki/import/image/podtynk/sonata/szampan_zloty/gp-2rr_m_39.jpg","27.33.13.0","8536 69 90"]
[3198,"GP-2RR/m/82         ","Gniazdo podwójne moduł bez ramki",28.4,1,"szt","PLN","23%","",4,null,null,null,null,"5906729029801",null,null,"SONATA",null,null,"",null,4,null,"https://www.ospel.pl/sites/all/pliki/import/image/podtynk/sonata/kaszmir/gp-2rrzp_m_82.jpg","",null,"16A/250~, IP-20, zaciski gwintowe","","",null,null,null,"KASZMIR",null,"0,071 kg","71 mm","71 mm","22 mm",null,null,"2025-03-03",null,"","https://www.ospel.pl/sites/all/pliki/import/image/podtynk/sonata/kaszmir/gp-2rrzp_m_82.jpg","27.33.13.0","8536 69 90"]
[3204,"GP-2RRAZ/m/40       ","Gniazdo podwójne z uziemieniem moduł bez ramki (do ramek 4mm)",32.9,1,"szt","PLN","23%","",4,null,null,null,null,"5906729029245",null,null,"SONATA",null,null,"",null,4,null,"https://www.ospel.pl/sites/all/pliki/import/image/podtynk/sonata/czek_metalik/gp-2rrz_m_40.jpg","",null,"16A/250~, IP-20, do ramek Prestige 4mm","","",null,null,null,"CZEKOLADOWY METALIK",null,"","","","",null,null,"2025-03-03",null,"","https://www.ospel.pl/sites/all/pliki/import/image/podtynk/sonata/czek_metalik/gp-2rrz_m_40.jpg","27.33.13.0","8536 69 90"]
[3213,"GP-2RRAZP/m/75      ","Gniazdo podwójne z uziemieniem z przesłonami torów prądowych, moduł bez ramki (do ramek 4mm)",33.799999999999997,1,"szt","PLN","23%","",4,null,null,null,null,"5906729029368",null,null,"SONATA",null,null,"",null,4,null,"https://www.ospel.pl/sites/all/pliki/import/image/podtynk/sonata/bialy/gp-2rrzp_m_00.jpg","",null,"16A/250~, IP-20, do ramek Prestige 4mm","","",null,null,null,"BIAŁY MAT",null,"0,073 kg","71 mm","71 mm","22 mm",null,null,"2025-03-03",null,"","https://www.ospel.pl/sites/all/pliki/import/image/podtynk/sonata/bialy/gp-2rrzp_m_00.jpg","27.33.13.0","8536 69 90"]
[3221,"GP-2RRP/m/75        ","Gniazdo podwójne z przesłonami torów prądowych, moduł bez ramki",29.7,1,"szt","PLN","23%","",4,null,null,null,null,"5906729024011",null,null,"SONATA",null,null,"",null,4,null,"https://www.ospel.pl/sites/all/pliki/import/image/podtynk/sonata/bialy/gp-2rrp_m_00.jpg","",null,"16A/250~, IP-20, zaciski gwintowe","","",null,null,null,"BIAŁY MAT",null,"0,072 kg","71 mm","71 mm","22 mm",null,null,"2025-03-03",null,"","https://www.ospel.pl/sites/all/pliki/import/image/podtynk/sonata/bialy/gp-2rrp_m_00.jpg","27.33.13.0","8536 69 90"]
[3230,"GP-2RRZ/m/82        ","Gniazdo podwójne z uziemieniem moduł bez ramki",32.6,1,"szt","PLN","23%","",4,null,null,null,null,"5906729029825",null,null,"SONATA",null,null,"",null,4,null,"https://www.ospel.pl/sites/all/pliki/import/image/podtynk/sonata/kaszmir/gp-2rrz_m_82.jpg","",null,"16A/250~, IP-20, zaciski gwintowe","","",null,null,null,"KASZMIR",null,"0,083 kg","71 mm","71 mm","22 mm",null,null,"2025-03-03",null,"","https://www.ospel.pl/sites/all/pliki/import/image/podtynk/sonata/kaszmir/gp-2rrz_m_82.jpg","27.33.13.0","8536 69 90"]
[3239,"GP-2RS/00           ","Gniazdo podwójne z uziemieniem schuko kompletne z ramką",32.5,1,"szt","PLN","23%","",5,null,null,null,null,"5907577445492",null,null,"SONATA",null,null,"",null,5,null,"https://www.ospel.pl/sites/all/pliki/import/image/podtynk/sonata/bialy/gp-2rs_00.jpg","https://www.ospel.pl/sites/all/pliki/import/image/rysunki/sonata/gniazda_podwojne_schucko.jpg",null,"16A/250~, IP-20, zaciski gwintowe","","",null,null,null,"BIAŁY",null,"0,094 kg","90 mm","84 mm","23 mm",null,null,"2025-03-03",null,"","https://www.ospel.pl/sites/all/pliki/import/image/podtynk/sonata/bialy/gp-2rs_00.jpg","27.33.13.0","8536 69 90"]
[3248,"GP-2RSP/27          ","Gniazdo podwójne z uziemieniem schuko z przesłonami torów prądowych, kompletne z ramką",34.6,1,"szt","PLN","23%","",5,null,null,null,null,"5907577445775",null,null,"SONATA",null,null,"",null,5,null,"https://www.ospel.pl/sites/all/pliki/import/image/podtynk/sonata/ecru/gp-2rsp_27.jpg","",null,"16A/250~, IP-20, zaciski gwintowe","","",null,null,null,"ECRU",null,"0,095 kg","90 mm","84 mm","23 mm",null,null,"2025-03-03",null,"","https://www.ospel.pl/sites/all/pliki/import/image/podtynk/sonata/ecru/gp-2rsp_27.jpg","27.33.13.0","8536 69 90"]
[3257,"GP-2RZ/33           ","Gniazdo podwójne z uziemieniem kompletne z ramką",37.6,1,"szt","PLN","23%","",4,null,null,null,null,"5907577446888",null,null,"SONATA",null,null,"",null,4,null,"https://www.ospel.pl/sites/all/pliki/import/image/podtynk/sonata/czarny/gp-2rz_33.jpg","https://www.ospel.pl/sites/all/pliki/import/image/rysunki/sonata/gniazda_podwojne.jpg",null,"16A/250~, IP-20, zaciski gwintowe","","",null,null,null,"CZARNY METALIK",null,"0,0995 kg","90 mm","84 mm","27 mm",null,null,"2025-03-03",null,"","https://www.ospel.pl/sites/all/pliki/import/image/podtynk/sonata/czarny/gp-2rz_33.jpg","27.33.13.0","8536 69 90"]
[3265,"GP-2RZP/33          ","Gniazdo podwójne z uziemieniem z przesłonami torów prądowych, kompletne z ramką",39.1,1,"szt","PLN","23%","",4,null,null,null,null,"5907577446352",null,null,"SONATA",null,null,"",null,4,null,"https://www.ospel.pl/sites/all/pliki/import/image/podtynk/sonata/czarny/gp-2rzp_33.jpg","https://www.ospel.pl/sites/all/pliki/import/image/rysunki/sonata/gniazda_podwojne.jpg",null,"16A/250~, IP-20, zaciski gwintowe","","",null,null,null,"CZARNY METALIK",null,"0,101 kg","90 mm","84 mm","27 mm",null,null,"2025-03-03",null,"","https://www.ospel.pl/sites/all/pliki/import/image/podtynk/sonata/czarny/gp-2rzp_33.jpg","27.33.13.0","8536 69 90"]
[3266,"GP-2RZP/38          ","Gniazdo podwójne z uziemieniem z przesłonami torów prądowych, kompletne z ramką",39.1,1,"szt","PLN","23%","",4,null,null,null,null,"5907577447380",null,null,"SONATA",null,null,"",null,4,null,"https://www.ospel.pl/sites/all/pliki/import/image/podtynk/sonata/srebro_mat/gp-2rzp_38.jpg","",null,"16A/250~, IP-20, zaciski gwintowe","","",null,null,null,"SREBRO MAT",null,"0,101 kg","90 mm","84 mm","27 mm",null,null,"2025-03-03",null,"","https://www.ospel.pl/sites/all/pliki/import/image/podtynk/sonata/srebro_mat/gp-2rzp_38.jpg","27.33.13.0","8536 69 90"]
[3280,"GP-3RP/m/27         ","Gniazdo potrójne EURO z przesłonami torów prądowych",24.3,1,"szt","PLN","23%","",10,null,null,null,null,"5907577479176",null,null,"SONATA",null,null,"",null,10,null,"https://www.ospel.pl/sites/all/pliki/import/image/podtynk/sonata/ecru/gp-3rp_m_27.jpg","",null,"2,5A/250~, IP-20, zaciski gwintowe","","",null,null,null,"ECRU",null,"0,07 kg","71 mm","71 mm","27 mm",null,null,"2025-03-03",null,"","https://www.ospel.pl/sites/all/pliki/import/image/podtynk/sonata/ecru/gp-3rp_m_27.jpg","27.33.13.0","8536 69 90"]
[3283,"GP-3RP/m/39         ","Gniazdo potrójne EURO z przesłonami torów prądowych",32.200000000000003,1,"szt","PLN","23%","",4,null,null,null,null,"5907577479206",null,null,"SONATA",null,null,"",null,4,null,"https://www.ospel.pl/sites/all/pliki/import/image/podtynk/sonata/szampan_zloty/gp-3r_m_39.jpg","",null,"2,5A/250~, IP-20, zaciski gwintowe","","",null,null,null,"SZAMPAŃSKI ZŁOTY",null,"0,07 kg","71 mm","71 mm","27 mm",null,null,"2025-03-03",null,"","https://www.ospel.pl/sites/all/pliki/import/image/podtynk/sonata/szampan_zloty/gp-3r_m_39.jpg","27.33.13.0","8536 69 90"]
[3292,"GPA-10RP/m/38       ","Gniazdo RTV przelotowe 10-dB ",73.8,1,"szt","PLN","23%","",4,null,null,null,null,"5907577447441",null,null,"SONATA",null,null,"",null,4,null,"https://www.ospel.pl/sites/all/pliki/import/image/podtynk/sonata/srebro_mat/gpa-10rp_m_38.jpg","",null,"Współczynnik tłumienia 10dB","","",null,null,null,"SREBRO MAT",null,"0,101 kg","71 mm","71 mm","24 mm",null,null,"2025-03-03",null,"","https://www.ospel.pl/sites/all/pliki/import/image/podtynk/sonata/srebro_mat/gpa-10rp_m_38.jpg","26.40.52.0","8517 18 00"]
[3303,"GPA-10RPZ/m/75      ","Gniazdo RTV zakończeniowe ",73.8,1,"szt","PLN","23%","",4,null,null,null,null,"5906729024080",null,null,"SONATA",null,null,"",null,4,null,"https://www.ospel.pl/sites/all/pliki/import/image/podtynk/sonata/bialy/gpa-rk_m_00.jpg","",null,"Współczynnik tłumienia 10dB","","",null,null,null,"BIAŁY MAT",null,"0,101 kg","71 mm","71 mm","24 mm",null,null,"2025-03-03",null,"","https://www.ospel.pl/sites/all/pliki/import/image/podtynk/sonata/bialy/gpa-rk_m_00.jpg","26.40.52.0","8517 18 00"]
[3309,"GPA-14RP/m/39       ","Gniazdo RTV przelotowe 14-dB ",73.8,1,"szt","PLN","23%","",4,null,null,null,null,"5907577448134",null,null,"SONATA",null,null,"",null,4,null,"https://www.ospel.pl/sites/all/pliki/import/image/podtynk/sonata/szampan_zloty/gpa-10rp_m_39.jpg","",null,"Współczynnik tłumienia 14dB","","",null,null,null,"SZAMPAŃSKI ZŁOTY",null,"0,101 kg","71 mm","71 mm","24 mm",null,null,"2025-03-03",null,"","https://www.ospel.pl/sites/all/pliki/import/image/podtynk/sonata/szampan_zloty/gpa-10rp_m_39.jpg","26.40.52.0","8517 18 00"]
[3318,"GPA-16RP/m/40       ","Gniazdo RTV przelotowe 16-dB ",73.8,1,"szt","PLN","23%","",4,null,null,null,null,"5907577448820",null,null,"SONATA",null,null,"",null,4,null,"https://www.ospel.pl/sites/all/pliki/import/image/podtynk/sonata/czek_metalik/gpa-10rp_m_40.jpg","",null,"Współczynnik tłumienia 16dB","","",null,null,null,"CZEKOLADOWY METALIK",null,"0,101 kg","71 mm","71 mm","24 mm",null,null,"2025-03-03",null,"","https://www.ospel.pl/sites/all/pliki/import/image/podtynk/sonata/czek_metalik/gpa-10rp_m_40.jpg","26.40.52.0","8517 18 00"]
[3327,"GPA-1RF/m/75        ","Gniazdo antenowe typu F pojedyncze ",32.799999999999997,1,"szt","PLN","23%","",4,null,null,null,null,"5906729024158",null,null,"SONATA",null,null,"",null,4,null,"https://www.ospel.pl/sites/all/pliki/import/image/podtynk/sonata/bialy/gpa-1rf_m_00.jpg","",null,"Złącze typu F","","",null,null,null,"BIAŁY MAT",null,"0,062 kg","71 mm","71 mm","24 mm",null,null,"2025-03-03",null,"","https://www.ospel.pl/sites/all/pliki/import/image/podtynk/sonata/bialy/gpa-1rf_m_00.jpg","26.40.52.0","8517 18 00"]
[3332,"GPA-2RF/m/38        ","Gniazdo antenowe typu F podwójne ",38.700000000000003,1,"szt","PLN","23%","",4,null,null,null,null,"5907577455620",null,null,"SONATA",null,null,"",null,4,null,"https://www.ospel.pl/sites/all/pliki/import/image/podtynk/sonata/srebro_mat/gpa-2rf_m_38.jpg","",null,"Złącze typu F","","",null,null,null,"SREBRO MAT",null,"0,072 kg","71 mm","71 mm","24 mm",null,null,"2025-03-03",null,"","https://www.ospel.pl/sites/all/pliki/import/image/podtynk/sonata/srebro_mat/gpa-2rf_m_38.jpg","26.40.52.0","8517 18 00"]
[3336,"GPA-2RF/m/82        ","Gniazdo antenowe typu F podwójne ",38.700000000000003,1,"szt","PLN","23%","",4,null,null,null,null,"5906729029986",null,null,"SONATA",null,null,"",null,4,null,"https://www.ospel.pl/sites/all/pliki/import/image/podtynk/sonata/kaszmir/gpa-2rf_m_82.jpg","",null,"Złącze typu F","","",null,null,null,"KASZMIR",null,"0,072 kg","71 mm","71 mm","24 mm",null,null,"2025-03-03",null,"","https://www.ospel.pl/sites/all/pliki/import/image/podtynk/sonata/kaszmir/gpa-2rf_m_82.jpg","26.40.52.0","8517 18 00"]
[3345,"GPA-RD/m/00         ","Gniazdo RTV-DATA ",95.8,1,"szt","PLN","23%","",10,null,null,null,null,"5907577458966",null,null,"SONATA",null,null,"",null,10,null,"https://www.ospel.pl/sites/all/pliki/import/image/podtynk/sonata/bialy/gpa-rd_m_00.jpg","",null,"Częstotliwość toru DATA 5÷862 MHz","","",null,null,null,"BIAŁY",null,"0,128 kg","71 mm","71 mm","24 mm",null,null,"2025-03-03",null,"","https://www.ospel.pl/sites/all/pliki/import/image/podtynk/sonata/bialy/gpa-rd_m_00.jpg","26.40.52.0","8517 18 00"]
[3355,"GPA-RK/m/33         ","Gniazdo RTV końcowe ",62.8,1,"szt","PLN","23%","",4,null,null,null,null,"5907577446451",null,null,"SONATA",null,null,"",null,4,null,"https://www.ospel.pl/sites/all/pliki/import/image/podtynk/sonata/czarny/gpa-rk_m_33.jpg","https://www.ospel.pl/sites/all/pliki/import/image/rysunki/sonata/gniazda_rtv_sat_1.jpg",null,"Współczynnik tłumienia 2,5-3dB","","",null,null,null,"CZARNY METALIK",null,"0,1005 kg","71 mm","71 mm","24 mm",null,null,"2025-03-03",null,"","https://www.ospel.pl/sites/all/pliki/import/image/podtynk/sonata/czarny/gpa-rk_m_33.jpg","26.40.52.0","8517 18 00"]
[3362,"GPA-RS/m/27         ","Gniazdo RTV-SAT końcowe ",87,1,"szt","PLN","23%","",10,null,null,null,null,"5907577444945",null,null,"SONATA",null,null,"",null,10,null,"https://www.ospel.pl/sites/all/pliki/import/image/podtynk/sonata/ecru/gpa-rs_m_27.jpg","https://www.ospel.pl/sites/all/pliki/import/image/rysunki/sonata/gniazda_rtv_sat.jpg",null,"Współczynnik tłumienia 1,5-2dB","","",null,null,null,"ECRU",null,"0,104 kg","71 mm","71 mm","24 mm",null,null,"2025-03-03",null,"https://www.ospel.pl/sites/all/pliki/import/image/schematy/rtv_sat.pdf","https://www.ospel.pl/sites/all/pliki/import/image/podtynk/sonata/ecru/gpa-rs_m_27.jpg","26.40.52.0","8517 18 00"]
[3371,"GPA-RSP/m/33        ","Gniazdo RTV-SAT przelotowe ",113.4,1,"szt","PLN","23%","",4,null,null,null,null,"5907577446475",null,null,"SONATA",null,null,"",null,4,null,"https://www.ospel.pl/sites/all/pliki/import/image/podtynk/sonata/czarny/gpa-rsp_m_33.jpg","https://www.ospel.pl/sites/all/pliki/import/image/rysunki/sonata/gniazda_rtv_sat.jpg",null,"Współczynnik tłumienia 1,2dB","","",null,null,null,"CZARNY METALIK",null,"0,104 kg","71 mm","71 mm","24 mm",null,null,"2025-03-03",null,"","https://www.ospel.pl/sites/all/pliki/import/image/podtynk/sonata/czarny/gpa-rsp_m_33.jpg","26.40.52.0","8517 18 00"]
[3380,"GPE-1R/m/38         ","Gniazdo ekwipotencjalne pojedyncze ",91,1,"szt","PLN","23%","",4,null,null,null,null,"5907577460792",null,null,"SONATA",null,null,"",null,4,null,"https://www.ospel.pl/sites/all/pliki/import/image/podtynk/sonata/srebro_mat/gpe-1r_m_38.jpg","",null,"","","",null,null,null,"SREBRO MAT",null,"0,049 kg","71 mm","71 mm","22.5 mm",null,null,"2025-03-03",null,"","https://www.ospel.pl/sites/all/pliki/import/image/podtynk/sonata/srebro_mat/gpe-1r_m_38.jpg","","8536 90 10"]
[3387,"GPE-2R/m/33         ","Gniazdo ekwipotencjalne podwójne ",132.6,1,"szt","PLN","23%","",4,null,null,null,null,"5907577460846",null,null,"SONATA",null,null,"",null,4,null,"https://www.ospel.pl/sites/all/pliki/import/image/podtynk/sonata/czarny/gpe-2r_m_33.jpg","",null,"","","",null,null,null,"CZARNY METALIK",null,"0,076 kg","71 mm","71 mm","22.5 mm",null,null,"2025-03-03",null,"","https://www.ospel.pl/sites/all/pliki/import/image/podtynk/sonata/czarny/gpe-2r_m_33.jpg","","8536 90 10"]
[3389,"GPE-2R/m/39         ","Gniazdo ekwipotencjalne podwójne ",132.6,1,"szt","PLN","23%","",4,null,null,null,null,"5907577460860",null,null,"SONATA",null,null,"",null,4,null,"https://www.ospel.pl/sites/all/pliki/import/image/podtynk/sonata/szampan_zloty/gpe-2r_m_39.jpg","",null,"","","",null,null,null,"SZAMPAŃSKI ZŁOTY",null,"0,076 kg","71 mm","71 mm","22.5 mm",null,null,"2025-03-03",null,"","https://www.ospel.pl/sites/all/pliki/import/image/podtynk/sonata/szampan_zloty/gpe-2r_m_39.jpg","","8536 90 10"]
[3398,"GPH-1RS/m/40/d      ","Gniazdo bryzgoszczelne z uziemieniem schuko IP-44 wieczko przezroczyste",39.200000000000003,1,"szt","PLN","23%","",4,null,null,null,null,"5907577449629",null,null,"SONATA",null,null,"",null,4,null,"https://www.ospel.pl/sites/all/pliki/import/image/podtynk/sonata/czek_metalik/gph-1rs_m_40_d.jpg","",null,"16A/250~, IP-44, zaciski gwintowe","","",null,null,null,"CZEKOLADOWY METALIK",null,"0,0885 kg","71 mm","71 mm","25 mm",null,null,"2025-03-03",null,"","https://www.ospel.pl/sites/all/pliki/import/image/podtynk/sonata/czek_metalik/gph-1rs_m_40_d.jpg","27.33.13.0","8536 69 90"]
[3407,"GPH-1RSP/m/75/d     ","Gniazdo bryzgoszczelne z uziemieniem schuko IP-44 z przesłonami torów prądowych wieczko przezroczyste",40.299999999999997,1,"szt","PLN","23%","",4,null,null,null,null,"5906729023953",null,null,"SONATA",null,null,"",null,4,null,"https://www.ospel.pl/sites/all/pliki/import/image/podtynk/sonata/bialy/gph-1rsp_m_00_d.jpg","",null,"16A/250~, IP-44, zaciski gwintowe","","",null,null,null,"BIAŁY MAT",null,"0,0875 kg","71 mm","71 mm","25 mm",null,null,"2025-03-03",null,"","https://www.ospel.pl/sites/all/pliki/import/image/podtynk/sonata/bialy/gph-1rsp_m_00_d.jpg","27.33.13.0","8536 69 90"]
[3415,"GPH-1RZ/m/39/d      ","Gniazdo bryzgoszczelne z uziemieniem IP-44 wieczko przezroczyste",37,1,"szt","PLN","23%","",4,null,null,null,null,"5907577448011",null,null,"SONATA",null,null,"",null,4,null,"https://www.ospel.pl/sites/all/pliki/import/image/podtynk/sonata/szampan_zloty/gph-1rz_m_39_d.jpg","",null,"16A/250~, IP-44, zaciski gwintowe","","",null,null,null,"SZAMPAŃSKI ZŁOTY",null,"0,0885 kg","71 mm","71 mm","25 mm",null,null,"2025-03-03",null,"","https://www.ospel.pl/sites/all/pliki/import/image/podtynk/sonata/szampan_zloty/gph-1rz_m_39_d.jpg","27.33.13.0","8536 69 90"]
[3424,"GPH-1RZP/m/38/d     ","Gniazdo bryzgoszczelne z uziemieniem IP-44 z przesłonami torów prądowych wieczko przezroczyste",39.6,1,"szt","PLN","23%","",4,null,null,null,null,"5907577447342",null,null,"SONATA",null,null,"",null,4,null,"https://www.ospel.pl/sites/all/pliki/import/image/podtynk/sonata/srebro_mat/gph-1rz_m_38_d.jpg","",null,"16A/250~, IP-44, zaciski gwintowe","","",null,null,null,"SREBRO MAT",null,"0,0885 kg","71 mm","71 mm","25 mm",null,null,"2025-03-03",null,"","https://www.ospel.pl/sites/all/pliki/import/image/podtynk/sonata/srebro_mat/gph-1rz_m_38_d.jpg","27.33.13.0","8536 69 90"]
[3430,"GPK-1R/K/m/27       ","Gniazdo komputerowe pojedyncze, kat. 5e MMC",59.2,1,"szt","PLN","23%","",10,null,null,null,null,"5907577445003",null,null,"SONATA",null,null,"",null,10,null,"https://www.ospel.pl/sites/all/pliki/import/image/podtynk/sonata/ecru/gpk-1r_k_m_27.jpg","https://www.ospel.pl/sites/all/pliki/import/image/rysunki/sonata/gniazda_t_k_1.jpg",null,"Złącze IDC","","",null,null,null,"ECRU",null,"0,059 kg","71 mm","71 mm","22 mm",null,null,"2025-03-03",null,"","https://www.ospel.pl/sites/all/pliki/import/image/podtynk/sonata/ecru/gpk-1r_k_m_27.jpg","26.30.30.0","8517 18 00"]
[3441,"GPK-1R/K6/m/39      ","Gniazdo komputerowe pojedyncze, kat. 6 MMC",77.599999999999994,1,"szt","PLN","23%","",4,null,null,null,null,"5907577449469",null,null,"SONATA",null,null,"",null,4,null,"https://www.ospel.pl/sites/all/pliki/import/image/podtynk/sonata/szampan_zloty/gpk-1r_m_39.jpg","",null,"Złącze IDC","","Tylko na zamówienie",null,null,null,"SZAMPAŃSKI ZŁOTY",null,"","","","",null,null,"2025-03-03",null,"","https://www.ospel.pl/sites/all/pliki/import/image/podtynk/sonata/szampan_zloty/gpk-1r_m_39.jpg","26.30.30.0","8517 18 00"]
[3450,"GPK-1R/p/40         ","Obudowa gniazda pojedynczego typu Keystone prosta",17.399999999999999,1,"szt","PLN","23%","",4,null,null,null,null,"5907577462093",null,null,"SONATA",null,null,"",null,4,null,"https://www.ospel.pl/sites/all/pliki/import/image/podtynk/sonata/czek_metalik/gpk-1r_p_40.jpg","",null,"","","",null,null,null,"CZEKOLADOWY METALIK",null,"0,072 kg","71 mm","71 mm","22 mm",null,null,"2025-03-03",null,"","https://www.ospel.pl/sites/all/pliki/import/image/podtynk/sonata/czek_metalik/gpk-1r_p_40.jpg","26.30.30.0","8517 18 00"]
[3451,"GPK-1R/p/75         ","Obudowa gniazda pojedynczego typu Keystone prosta",17.399999999999999,1,"szt","PLN","23%","",4,null,null,null,null,"5906729015408",null,null,"SONATA",null,null,"",null,4,null,"https://www.ospel.pl/sites/all/pliki/import/image/podtynk/sonata/bialy/gpk-1r_p_00.jpg","",null,"","","",null,null,null,"BIAŁY MAT",null,"0,0720 kg","71 mm","71 mm","22 mm",null,null,"2025-03-03",null,"","https://www.ospel.pl/sites/all/pliki/import/image/podtynk/sonata/bialy/gpk-1r_p_00.jpg","26.30.30.0","8517 18 00"]
[3462,"GPK-2R/K/m/27       ","Gniazdo komputerowe podwójne, kat. 5e MMC",94.9,1,"szt","PLN","23%","",10,null,null,null,null,"5907577445010",null,null,"SONATA",null,null,"",null,10,null,"https://www.ospel.pl/sites/all/pliki/import/image/podtynk/sonata/ecru/gpk-2r_k_m_27.jpg","https://www.ospel.pl/sites/all/pliki/import/image/rysunki/sonata/gniazda_t_k.jpg",null,"Złącze IDC","","",null,null,null,"ECRU",null,"0,066 kg","71 mm","71 mm","22 mm",null,null,"2025-03-03",null,"","https://www.ospel.pl/sites/all/pliki/import/image/podtynk/sonata/ecru/gpk-2r_k_m_27.jpg","26.30.30.0","8517 18 00"]
[3468,"GPK-2R/K/m/82       ","Gniazdo komputerowe podwójne, kat. 5e MMC",97.4,1,"szt","PLN","23%","",4,null,null,null,null,"5906729030036",null,null,"SONATA",null,null,"",null,4,null,"https://www.ospel.pl/sites/all/pliki/import/image/podtynk/sonata/kaszmir/gpk-2r_k_m_82.jpg","",null,"Złącze IDC","","",null,null,null,"KASZMIR",null,"0,066 kg","71 mm","71 mm","22 mm",null,null,"2025-03-03",null,"","https://www.ospel.pl/sites/all/pliki/import/image/podtynk/sonata/kaszmir/gpk-2r_k_m_82.jpg","26.30.30.0","8517 18 00"]
[3477,"GPK-2R/p/00         ","Obudowa gniazda podwójnego typu Keystone prosta",12.9,1,"szt","PLN","23%","",10,null,null,null,null,"5907577462338",null,null,"SONATA",null,null,"",null,10,null,"https://www.ospel.pl/sites/all/pliki/import/image/podtynk/sonata/bialy/gpk-2r_p_00.jpg","",null,"","","",null,null,null,"BIAŁY",null,"0,076 kg","71 mm","71 mm","22 mm",null,null,"2025-03-03",null,"","https://www.ospel.pl/sites/all/pliki/import/image/podtynk/sonata/bialy/gpk-2r_p_00.jpg","26.30.30.0","8517 18 00"]
[3485,"GPK-2RS/p/00        ","Obudowa gniazda podwójnego typu Keystone skośna",13.3,1,"szt","PLN","23%","",10,null,null,null,null,"5907577455316",null,null,"SONATA",null,null,"",null,10,null,"https://www.ospel.pl/sites/all/pliki/import/image/podtynk/sonata/bialy/gpk-2rs_p_00.jpg","",null,"","","",null,null,null,"BIAŁY",null,"0,055 kg","71 mm","71 mm","21 mm",null,null,"2025-03-03",null,"","https://www.ospel.pl/sites/all/pliki/import/image/podtynk/sonata/bialy/gpk-2rs_p_00.jpg","26.30.30.0","8517 18 00"]
[3494,"GPPK-1R/m/27        ","Przyłącz kablowy ",30.6,1,"szt","PLN","23%","",10,null,null,null,null,"5907577486105",null,null,"SONATA",null,null,"",null,10,null,"https://www.ospel.pl/sites/all/pliki/import/image/podtynk/sonata/ecru/gppk-1r_m_27.jpg","",null,"5x4mm2 zaciski gwintowe","","",null,null,null,"ECRU",null,"0,08 kg","71 mm","71 mm","22 mm",null,null,"2025-03-03",null,"","https://www.ospel.pl/sites/all/pliki/import/image/podtynk/sonata/ecru/gppk-1r_m_27.jpg","27.33.13.0","8536 90 10"]
[3503,"GPT-1R/m/33         ","Gniazdo telefoniczne pojedyncze ",47.4,1,"szt","PLN","23%","",4,null,null,null,null,"5907577446505",null,null,"SONATA",null,null,"",null,4,null,"https://www.ospel.pl/sites/all/pliki/import/image/podtynk/sonata/czarny/gpt-1r_m_33.jpg","https://www.ospel.pl/sites/all/pliki/import/image/rysunki/sonata/gniazda_t_k_1.jpg",null,"Zaciski gwintowe","","",null,null,null,"CZARNY METALIK",null,"0,053 kg","71 mm","71 mm","22 mm",null,null,"2025-03-03",null,"","https://www.ospel.pl/sites/all/pliki/import/image/podtynk/sonata/czarny/gpt-1r_m_33.jpg","26.30.30.0","8517 18 00"]
[3512,"GPT-2RN/m/38        ","Gniazdo telefoniczne podwójne niezależne",59.3,1,"szt","PLN","23%","",4,null,null,null,null,"5907577447533",null,null,"SONATA",null,null,"",null,4,null,"https://www.ospel.pl/sites/all/pliki/import/image/podtynk/sonata/srebro_mat/gpt-2r_m_38.jpg","",null,"Zaciski gwintowe","","",null,null,null,"SREBRO MAT",null,"0,055 kg","71 mm","71 mm","22 mm",null,null,"2025-03-03",null,"","https://www.ospel.pl/sites/all/pliki/import/image/podtynk/sonata/srebro_mat/gpt-2r_m_38.jpg","26.30.30.0","8517 18 00"]
[3514,"GPT-2RN/m/40        ","Gniazdo telefoniczne podwójne niezależne",59.3,1,"szt","PLN","23%","",4,null,null,null,null,"5907577448899",null,null,"SONATA",null,null,"",null,4,null,"https://www.ospel.pl/sites/all/pliki/import/image/podtynk/sonata/czek_metalik/gpt-2r_m_40.jpg","",null,"Zaciski gwintowe","","",null,null,null,"CZEKOLADOWY METALIK",null,"0,055 kg","71 mm","71 mm","22 mm",null,null,"2025-03-03",null,"","https://www.ospel.pl/sites/all/pliki/import/image/podtynk/sonata/czek_metalik/gpt-2r_m_40.jpg","26.30.30.0","8517 18 00"]
[3521,"GPT-2RR/m/39        ","Gniazdo telefoniczne podwójne równoległe",59.3,1,"szt","PLN","23%","",4,null,null,null,null,"5907577448226",null,null,"SONATA",null,null,"",null,4,null,"https://www.ospel.pl/sites/all/pliki/import/image/podtynk/sonata/szampan_zloty/gpt-2r_m_39.jpg","",null,"Zaciski gwintowe","","",null,null,null,"SZAMPAŃSKI ZŁOTY",null,"0,053 kg","71 mm","71 mm","22 mm",null,null,"2025-03-03",null,"","https://www.ospel.pl/sites/all/pliki/import/image/podtynk/sonata/szampan_zloty/gpt-2r_m_39.jpg","26.30.30.0","8517 18 00"]
[3530,"ŁP-10R/m/40         ","Łącznik podwójny schodowy ",43.5,1,"szt","PLN","23%","",4,null,null,null,null,"5907577448547",null,null,"SONATA",null,null,"",null,4,null,"https://www.ospel.pl/sites/all/pliki/import/image/podtynk/sonata/czek_metalik/lp-2r_m_40.jpg","",null,"16AX250~, IP-20, zaciski bezgwintowe","","",null,null,null,"CZEKOLADOWY METALIK",null,"0,081 kg","71 mm","71 mm","25 mm",null,null,"2025-03-03",null,"https://www.ospel.pl/sites/all/pliki/import/image/schematy/lacznik_podwojny_schodowy.jpg","https://www.ospel.pl/sites/all/pliki/import/image/podtynk/sonata/czek_metalik/lp-2r_m_40.jpg","27.33.11.0","8536 50 07"]
[3537,"ŁP-11R/m/39         ","Łącznik dwubiegunowy ",35.299999999999997,1,"szt","PLN","23%","",4,null,null,null,null,"5907577447847",null,null,"SONATA",null,null,"",null,4,null,"https://www.ospel.pl/sites/all/pliki/import/image/podtynk/sonata/szampan_zloty/lp-11r_m_39.jpg","",null,"16AX250~, IP-20, zaciski bezgwintowe","","",null,null,null,"SZAMPAŃSKI ZŁOTY",null,"0,074 kg","71 mm","71 mm","25 mm",null,null,"2025-03-03",null,"https://www.ospel.pl/sites/all/pliki/import/image/schematy/lacznik_dwubiegunowy.jpg","https://www.ospel.pl/sites/all/pliki/import/image/podtynk/sonata/szampan_zloty/lp-11r_m_39.jpg","27.33.11.0","8536 50 07"]
[3547,"ŁP-11RS/m/75        ","Łącznik dwubiegunowy z podświetleniem niebieskim",40.4,1,"szt","PLN","23%","",4,null,null,null,null,"5906729023816",null,null,"SONATA",null,null,"",null,4,null,"https://www.ospel.pl/sites/all/pliki/import/image/podtynk/sonata/bialy/lp-11rs_m_00.jpg","",null,"16AX250~, IP-20, zaciski bezgwintowe","","",null,null,null,"BIAŁY MAT",null,"0,0750 kg","71 mm","71 mm","25 mm",null,null,"2025-03-03",null,"","https://www.ospel.pl/sites/all/pliki/import/image/podtynk/sonata/bialy/lp-11rs_m_00.jpg","27.33.11.0","8536 50 07"]
[3556,"ŁP-12RS/m/82        ","Łącznik kontrolny z podświetleniem niebieskim",36.799999999999997,1,"szt","PLN","23%","",4,null,null,null,null,"",null,null,"SONATA",null,null,"",null,4,null,"https://www.ospel.pl/sites/all/pliki/import/image/podtynk/sonata/kaszmir/lp-1rs_m_82.jpg","",null,"16AX250~, IP-20, zaciski bezgwintowe","","",null,null,null,"KASZMIR",null,"0,074 kg","71 mm","71 mm","25 mm",null,null,"2025-03-03",null,"","https://www.ospel.pl/sites/all/pliki/import/image/podtynk/sonata/kaszmir/lp-1rs_m_82.jpg","27.33.11.0","8536 50 07"]
[3560,"ŁP-13R/m/38         ","Łącznik potrójny ",50.8,1,"szt","PLN","23%","",4,null,null,null,null,"5907577447762",null,null,"SONATA",null,null,"",null,4,null,"https://www.ospel.pl/sites/all/pliki/import/image/podtynk/sonata/srebro_mat/lp-13r_m_38.jpg","",null,"10AX/250~, IP-20 zaciski bezgwintowe","","",null,null,null,"SREBRO MAT",null,"0,076 kg","71 mm","71 mm","25 mm",null,null,"2025-03-03",null,"","https://www.ospel.pl/sites/all/pliki/import/image/podtynk/sonata/srebro_mat/lp-13r_m_38.jpg","27.33.11.0","8536 50 07"]
[3573,"ŁP-15RS/m/00        ","Łącznik hotelowy z podświetleniem pomarańczowym",127.1,1,"szt","PLN","23%","",5,null,null,null,null,"5907577444518",null,null,"SONATA",null,null,"",null,5,null,"https://www.ospel.pl/sites/all/pliki/import/image/podtynk/sonata/bialy/lp-15rs_m_00.jpg","https://www.ospel.pl/sites/all/pliki/import/image/rysunki/sonata/lacznik_hotelowy.jpg",null,"16A230~, IP-20, zaciski gwintowe","","Tylko na zamówienie",null,null,null,"BIAŁY",null,"0,101 kg","71 mm","71 mm","31 mm",null,null,"2025-03-03",null,"https://www.ospel.pl/sites/all/pliki/import/image/schematy/lacznik_hotelowy.jpg","https://www.ospel.pl/sites/all/pliki/import/image/podtynk/sonata/bialy/lp-15rs_m_00.jpg","27.33.11.0","8536 50 05"]
[3574,"ŁP-15RS/m/27        ","Łącznik hotelowy z podświetleniem pomarańczowym",127.1,1,"szt","PLN","23%","",5,null,null,null,null,"5907577445058",null,null,"SONATA",null,null,"",null,5,null,"https://www.ospel.pl/sites/all/pliki/import/image/podtynk/sonata/ecru/lp-15rs_m_27.jpg","https://www.ospel.pl/sites/all/pliki/import/image/rysunki/sonata/lacznik_hotelowy.jpg",null,"16A230~, IP-20, zaciski gwintowe","","Tylko na zamówienie",null,null,null,"ECRU",null,"0,101 kg","71 mm","71 mm","31 mm",null,null,"2025-03-03",null,"https://www.ospel.pl/sites/all/pliki/import/image/schematy/lacznik_hotelowy.jpg","https://www.ospel.pl/sites/all/pliki/import/image/podtynk/sonata/ecru/lp-15rs_m_27.jpg","27.33.11.0","8536 50 05"]
[3583,"ŁP-16R/m/33         ","Elektroniczny czujnik ruchu ",308.2,1,"szt","PLN","23%","",5,null,null,null,null,"5907577446697",null,null,"SONATA",null,null,"",null,5,null,"https://www.ospel.pl/sites/all/pliki/import/image/podtynk/sonata/czarny/lp-16r_m_33.jpg","https://www.ospel.pl/sites/all/pliki/import/image/rysunki/sonata/czujnik_ruchu.jpg",null,"Zasięg działania do 7 metrów","","Tylko na zamówienie",null,null,null,"CZARNY METALIK",null,"0,1025 kg","71 mm","71 mm","31 mm",null,null,"2025-03-03",null,"","https://www.ospel.pl/sites/all/pliki/import/image/podtynk/sonata/czarny/lp-16r_m_33.jpg","27.33.11.0","8536 50 05"]
[3596,"ŁP-17R/m/82         ","Łącznik podwójny zwierny ",40.799999999999997,1,"szt","PLN","23%","",4,null,null,null,null,"5906729030586",null,null,"SONATA",null,null,"",null,4,null,"https://www.ospel.pl/sites/all/pliki/import/image/podtynk/sonata/kaszmir/lp-2r_m_82.jpg","",null,"10AX/250~, IP-20 zaciski bezgwintowe","","",null,null,null,"KASZMIR",null,"0,0755 kg","71 mm","71 mm","25 mm",null,null,"2025-03-03",null,"","https://www.ospel.pl/sites/all/pliki/import/image/podtynk/sonata/kaszmir/lp-2r_m_82.jpg","27.33.11.0","8536 50 07"]
[3600,"ŁP-19R/m/38         ","Łącznik podwójny krzyżowy ",65.5,1,"szt","PLN","23%","",4,null,null,null,null,"5906729009285",null,null,"SONATA",null,null,"",null,4,null,"https://www.ospel.pl/sites/all/pliki/import/image/podtynk/sonata/srebro_mat/lp-2r_m_38.jpg","",null,"10AX250~, IP-20 zaciski gwintowe","","",null,null,null,"SREBRO MAT",null,"","71 mm","71 mm","24 mm",null,null,"2025-03-03",null,"","https://www.ospel.pl/sites/all/pliki/import/image/podtynk/sonata/srebro_mat/lp-2r_m_38.jpg","27.33.11.0","8536 50 07"]
[3609,"ŁP-1R/m/39          ","Łącznik jednobiegunowy ",31.3,1,"szt","PLN","23%","",4,null,null,null,null,"5907577447779",null,null,"SONATA",null,null,"",null,4,null,"https://www.ospel.pl/sites/all/pliki/import/image/podtynk/sonata/szampan_zloty/lp-1r_m_39.jpg","",null,"16AX250~, IP-20, zaciski bezgwintowe","","",null,null,null,"SZAMPAŃSKI ZŁOTY",null,"0,067 kg","71 mm","71 mm","25 mm",null,null,"2025-03-03",null,"","https://www.ospel.pl/sites/all/pliki/import/image/podtynk/sonata/szampan_zloty/lp-1r_m_39.jpg","27.33.11.0","8536 50 07"]
[3619,"ŁP-1RS/m/75         ","Łącznik jednobiegunowy z podświetleniem niebieskim",35.700000000000003,1,"szt","PLN","23%","",4,null,null,null,null,"5906729022659",null,null,"SONATA",null,null,"",null,4,null,"https://www.ospel.pl/sites/all/pliki/import/image/podtynk/sonata/bialy/lp-1rs_m_00.jpg","",null,"16AX250~, IP-20, zaciski bezgwintowe","","",null,null,null,"BIAŁY MAT",null,"0,0680 kg","71 mm","71 mm","25 mm",null,null,"2025-03-03",null,"","https://www.ospel.pl/sites/all/pliki/import/image/podtynk/sonata/bialy/lp-1rs_m_00.jpg","27.33.11.0","8536 50 07"]
[3626,"ŁP-21R/m/40         ","Łącznik zwierny ",33.299999999999997,1,"szt","PLN","23%","",4,null,null,null,null,"5906729015996",null,null,"SONATA",null,null,"",null,4,null,"https://www.ospel.pl/sites/all/pliki/import/image/podtynk/sonata/czek_metalik/lp-1r_m_40.jpg","",null,"10AX/250~, IP-20 zaciski bezgwintowe","","",null,null,null,"CZEKOLADOWY METALIK",null,"0,07 kg","71 mm","71 mm","25 mm",null,null,"2025-03-03",null,"","https://www.ospel.pl/sites/all/pliki/import/image/podtynk/sonata/czek_metalik/lp-1r_m_40.jpg","27.33.11.0","8536 50 07"]
[3635,"ŁP-24R/m/75         ","Łącznik potrójny zwierny ",56.6,1,"szt","PLN","23%","",4,null,null,null,null,"5906729024448",null,null,"SONATA",null,null,"",null,4,null,"https://www.ospel.pl/sites/all/pliki/import/image/podtynk/sonata/bialy/lp-13r_m_00.jpg","",null,"10AX/250~, IP-20 zaciski bezgwintowe","","",null,null,null,"BIAŁY MAT",null,"","71 mm","71 mm","25 mm",null,null,"2025-03-03",null,"","https://www.ospel.pl/sites/all/pliki/import/image/podtynk/sonata/bialy/lp-13r_m_00.jpg","27.33.11.0","8536 50 07"]
[3636,"ŁP-24R/m/82         ","Łącznik potrójny zwierny ",56.6,1,"szt","PLN","23%","",4,null,null,null,null,"5906729030487",null,null,"SONATA",null,null,"",null,4,null,"https://www.ospel.pl/sites/all/pliki/import/image/podtynk/sonata/kaszmir/lp-13r_m_82.jpg","",null,"10AX/250~, IP-20 zaciski bezgwintowe","","",null,null,null,"KASZMIR",null,"","71 mm","71 mm","25 mm",null,null,"2025-03-03",null,"","https://www.ospel.pl/sites/all/pliki/import/image/podtynk/sonata/kaszmir/lp-13r_m_82.jpg","27.33.11.0","8536 50 07"]
[3644,"ŁP-2R/m/82          ","Łącznik dwugrupowy świecznikowy ",35.6,1,"szt","PLN","23%","",4,null,null,null,null,"5906729029443",null,null,"SONATA",null,null,"",null,4,null,"https://www.ospel.pl/sites/all/pliki/import/image/podtynk/sonata/kaszmir/lp-2r_m_82.jpg","",null,"16AX250~, IP-20, zaciski bezgwintowe","","",null,null,null,"KASZMIR",null,"0,075 kg","71 mm","71 mm","25 mm",null,null,"2025-03-03",null,"","https://www.ospel.pl/sites/all/pliki/import/image/podtynk/sonata/kaszmir/lp-2r_m_82.jpg","27.33.11.0","8536 50 07"]
[3653,"ŁP-3R/m/00          ","Łącznik schodowy ",25.8,1,"szt","PLN","23%","",10,null,null,null,null,"5907577444082",null,null,"SONATA",null,null,"",null,10,null,"https://www.ospel.pl/sites/all/pliki/import/image/podtynk/sonata/bialy/lp-3r_m_00.jpg","https://www.ospel.pl/sites/all/pliki/import/image/rysunki/sonata/lacznik_ip20.jpg",null,"16AX250~, IP-20, zaciski bezgwintowe","","",null,null,null,"BIAŁY",null,"0,074 kg","71 mm","71 mm","25 mm",null,null,"2025-03-03",null,"https://www.ospel.pl/sites/all/pliki/import/image/schematy/laczniki_schodowe_wspolpraca.jpg","https://www.ospel.pl/sites/all/pliki/import/image/podtynk/sonata/bialy/lp-3r_m_00.jpg","27.33.11.0","8536 50 07"]
[3662,"ŁP-3RS/m/27         ","Łącznik schodowy z podświetleniem pomarańczowym",33.299999999999997,1,"szt","PLN","23%","",10,null,null,null,null,"5907577444754",null,null,"SONATA",null,null,"",null,10,null,"https://www.ospel.pl/sites/all/pliki/import/image/podtynk/sonata/ecru/lp-3rs_m_27.jpg","https://www.ospel.pl/sites/all/pliki/import/image/rysunki/sonata/lacznik_swiatlo.jpg",null,"16AX250~, IP-20, zaciski bezgwintowe","","",null,null,null,"ECRU",null,"0,075 kg","71 mm","71 mm","25 mm",null,null,"2025-03-03",null,"https://www.ospel.pl/sites/all/pliki/import/image/schematy/laczniki_schodowe_wspolpraca.jpg","https://www.ospel.pl/sites/all/pliki/import/image/podtynk/sonata/ecru/lp-3rs_m_27.jpg","27.33.11.0","8536 50 07"]
[3667,"ŁP-3RS/m/75         ","Łącznik schodowy z podświetleniem niebieskim",39,1,"szt","PLN","23%","",4,null,null,null,null,"5906729022697",null,null,"SONATA",null,null,"",null,4,null,"https://www.ospel.pl/sites/all/pliki/import/image/podtynk/sonata/bialy/lp-3rs_m_00.jpg","",null,"16AX250~, IP-20, zaciski bezgwintowe","","",null,null,null,"BIAŁY MAT",null,"0,0750 kg","71 mm","71 mm","25 mm",null,null,"2025-03-03",null,"","https://www.ospel.pl/sites/all/pliki/import/image/podtynk/sonata/bialy/lp-3rs_m_00.jpg","27.33.11.0","8536 50 07"]
[3679,"ŁP-4RS/m/33         ","Łącznik krzyżowy z podświetleniem niebieskim",45.1,1,"szt","PLN","23%","",4,null,null,null,null,"5907577446185",null,null,"SONATA",null,null,"",null,4,null,"https://www.ospel.pl/sites/all/pliki/import/image/podtynk/sonata/czarny/lp-4rs_m_33.jpg","https://www.ospel.pl/sites/all/pliki/import/image/rysunki/sonata/lacznik_swiatlo.jpg",null,"16AX250~, IP-20, zaciski bezgwintowe","","",null,null,null,"CZARNY METALIK",null,"0,08 kg","71 mm","71 mm","25 mm",null,null,"2025-03-03",null,"","https://www.ospel.pl/sites/all/pliki/import/image/podtynk/sonata/czarny/lp-4rs_m_33.jpg","27.33.11.0","8536 50 07"]
[3688,"ŁP-5R/m/38          ","Łącznik zwierny \"światło\" ",33.299999999999997,1,"szt","PLN","23%","",4,null,null,null,null,"5907577447137",null,null,"SONATA",null,null,"",null,4,null,"https://www.ospel.pl/sites/all/pliki/import/image/podtynk/sonata/srebro_mat/lp-5r_m_38.jpg","",null,"10AX/250~, IP-20 zaciski bezgwintowe","","",null,null,null,"SREBRO MAT",null,"0,07 kg","71 mm","71 mm","25 mm",null,null,"2025-03-03",null,"","https://www.ospel.pl/sites/all/pliki/import/image/podtynk/sonata/srebro_mat/lp-5r_m_38.jpg","27.33.11.0","8536 50 07"]
[3694,"ŁP-5RS/m/27         ","Łącznik zwierny \"światło\" z podświetleniem pomarańczowym",33.5,1,"szt","PLN","23%","",10,null,null,null,null,"5907577444778",null,null,"SONATA",null,null,"",null,10,null,"https://www.ospel.pl/sites/all/pliki/import/image/podtynk/sonata/ecru/lp-5rs_m_27.jpg","https://www.ospel.pl/sites/all/pliki/import/image/rysunki/sonata/lacznik_swiatlo.jpg",null,"10AX/250~, IP-20 zaciski bezgwintowe","","",null,null,null,"ECRU",null,"0,071 kg","71 mm","71 mm","25 mm",null,null,"2025-03-03",null,"https://www.ospel.pl/sites/all/pliki/import/image/schematy/lacznik_zwierny_swiatlo_podswietlenie.jpg","https://www.ospel.pl/sites/all/pliki/import/image/podtynk/sonata/ecru/lp-5rs_m_27.jpg","27.33.11.0","8536 50 07"]
[3697,"ŁP-5RS/m/39         ","Łącznik zwierny \"światło\" z podświetleniem niebieskim",39.4,1,"szt","PLN","23%","",4,null,null,null,null,"5907577447939",null,null,"SONATA",null,null,"",null,4,null,"https://www.ospel.pl/sites/all/pliki/import/image/podtynk/sonata/szampan_zloty/lp-5rs_m_39.jpg","",null,"10AX/250~, IP-20 zaciski bezgwintowe","","",null,null,null,"SZAMPAŃSKI ZŁOTY",null,"0,071 kg","71 mm","71 mm","25 mm",null,null,"2025-03-03",null,"","https://www.ospel.pl/sites/all/pliki/import/image/podtynk/sonata/szampan_zloty/lp-5rs_m_39.jpg","27.33.11.0","8536 50 07"]
[3706,"ŁP-6R/m/40          ","Łącznik zwierny \"dzwonek\" ",33.299999999999997,1,"szt","PLN","23%","",4,null,null,null,null,"5907577448509",null,null,"SONATA",null,null,"",null,4,null,"https://www.ospel.pl/sites/all/pliki/import/image/podtynk/sonata/czek_metalik/lp-6r_m_40.jpg","",null,"10AX/250~, IP-20 zaciski bezgwintowe","","",null,null,null,"CZEKOLADOWY METALIK",null,"0,07 kg","71 mm","71 mm","25 mm",null,null,"2025-03-03",null,"","https://www.ospel.pl/sites/all/pliki/import/image/podtynk/sonata/czek_metalik/lp-6r_m_40.jpg","27.33.11.0","8536 50 07"]
[3715,"ŁP-6RS/m/75         ","Łącznik zwierny \"dzwonek\" z podświetleniem niebieskim",39,1,"szt","PLN","23%","",4,null,null,null,null,"5906729023731",null,null,"SONATA",null,null,"",null,4,null,"https://www.ospel.pl/sites/all/pliki/import/image/podtynk/sonata/bialy/lp-6rs_m_00.jpg","",null,"10AX/250~, IP-20 zaciski bezgwintowe","","",null,null,null,"BIAŁY MAT",null,"0,0710 kg","71 mm","71 mm","25 mm",null,null,"2025-03-03",null,"","https://www.ospel.pl/sites/all/pliki/import/image/podtynk/sonata/bialy/lp-6rs_m_00.jpg","27.33.11.0","8536 50 07"]
[3726,"ŁP-7RB/m/27         ","Łącznik żaluzjowy z blokadą mechaniczną",44.3,1,"szt","PLN","23%","",10,null,null,null,null,"5907577478957",null,null,"SONATA",null,null,"",null,10,null,"https://www.ospel.pl/sites/all/pliki/import/image/podtynk/sonata/ecru/lp-7r_m_27.jpg","",null,"10AX/250~, IP-20 zaciski bezgwintowe","","",null,null,null,"ECRU",null,"0,075 kg","71 mm","71 mm","25 mm",null,null,"2025-03-03",null,"","https://www.ospel.pl/sites/all/pliki/import/image/podtynk/sonata/ecru/lp-7r_m_27.jpg","27.33.11.0","8536 50 07"]
[3732,"ŁP-7RB/m/82         ","Łącznik żaluzjowy z blokadą mechaniczną",47.9,1,"szt","PLN","23%","",4,null,null,null,null,"5906729029580",null,null,"SONATA",null,null,"",null,4,null,"https://www.ospel.pl/sites/all/pliki/import/image/podtynk/sonata/kaszmir/lp-7r_m_82.jpg","",null,"10AX/250~, IP-20 zaciski bezgwintowe","","",null,null,null,"KASZMIR",null,"0,075 kg","71 mm","71 mm","25 mm",null,null,"2025-03-03",null,"","https://www.ospel.pl/sites/all/pliki/import/image/podtynk/sonata/kaszmir/lp-7r_m_82.jpg","27.33.11.0","8536 50 07"]
[3741,"ŁP-7RS/m/00         ","Łącznik żaluzjowy, zwierny, z podświetleniem pomarańczowym",39.1,1,"szt","PLN","23%","",10,null,null,null,null,"5907577444242",null,null,"SONATA",null,null,"",null,10,null,"https://www.ospel.pl/sites/all/pliki/import/image/podtynk/sonata/bialy/lp-7rs_m_00.jpg","https://www.ospel.pl/sites/all/pliki/import/image/rysunki/sonata/lacznik_zaluzjowy.jpg",null,"10AX/250~, IP-20 zaciski bezgwintowe","","",null,null,null,"BIAŁY",null,"0,076 kg","71 mm","71 mm","25 mm",null,null,"2025-03-03",null,"https://www.ospel.pl/sites/all/pliki/import/image/schematy/lacznik_zaluzjowy_podswietlenie.jpg","https://www.ospel.pl/sites/all/pliki/import/image/podtynk/sonata/bialy/lp-7rs_m_00.jpg","27.33.11.0","8536 50 07"]
[3749,"ŁP-8R/m/00          ","Ściemniacz przyciskowo-obrotowy przystosowany do obciążenia żarowego i halogenowego",132.4,1,"szt","PLN","23%","",5,null,null,null,null,"5907577444167",null,null,"SONATA",null,null,"",null,5,null,"https://www.ospel.pl/sites/all/pliki/import/image/podtynk/sonata/bialy/lp-8r_m_00.jpg","https://www.ospel.pl/sites/all/pliki/import/image/rysunki/sonata/sciemniacz.jpg",null,"40-400W, 230V~50Hz, zaciski gwintowe","","",null,null,null,"BIAŁY",null,"0,1125 kg","71 mm","71 mm","24 mm",null,null,"2025-03-03",null,"https://www.ospel.pl/sites/all/pliki/import/image/schematy/sciemniacze.pdf","https://www.ospel.pl/sites/all/pliki/import/image/podtynk/sonata/bialy/lp-8r_m_00.jpg","27.33.11.0","8536 50 05"]
[3758,"ŁP-8RL2/m/27        ","Ściemniacz uniwersalny do obciążenia żarowego, halogenowego oraz LED",201.7,1,"szt","PLN","23%","",5,null,null,null,null,"5907577478513",null,null,"SONATA",null,null,"",null,5,null,"https://www.ospel.pl/sites/all/pliki/import/image/podtynk/sonata/ecru/lp-8r_m_27.jpg","",null,"LED 0-100W, GLS 10-250W, 230V~50Hz","","",null,null,null,"ECRU",null,"0,093 kg","71 mm","71 mm","31 mm",null,null,"2025-03-03",null,"","https://www.ospel.pl/sites/all/pliki/import/image/podtynk/sonata/ecru/lp-8r_m_27.jpg","27.33.11.0","8536 50 05"]
[3759,"ŁP-8RL2/m/33        ","Ściemniacz uniwersalny do obciążenia żarowego, halogenowego oraz LED",211.5,1,"szt","PLN","23%","",5,null,null,null,null,"5907577478520",null,null,"SONATA",null,null,"",null,5,null,"https://www.ospel.pl/sites/all/pliki/import/image/podtynk/sonata/czarny/lp-8r_m_33.jpg","",null,"LED 0-100W, GLS 10-250W, 230V~50Hz","","",null,null,null,"CZARNY METALIK",null,"0,093 kg","71 mm","71 mm","31 mm",null,null,"2025-03-03",null,"","https://www.ospel.pl/sites/all/pliki/import/image/podtynk/sonata/czarny/lp-8r_m_33.jpg","27.33.11.0","8536 50 05"]
[3768,"ŁP-9R/m/38          ","Łącznik schodowy + jednobiegunowy ",39.1,1,"szt","PLN","23%","",4,null,null,null,null,"5907577449360",null,null,"SONATA",null,null,"",null,4,null,"https://www.ospel.pl/sites/all/pliki/import/image/podtynk/sonata/srebro_mat/lp-2r_m_38.jpg","",null,"16AX250~, IP-20, zaciski bezgwintowe","","",null,null,null,"SREBRO MAT",null,"0,078 kg","71 mm","71 mm","25 mm",null,null,"2025-03-03",null,"","https://www.ospel.pl/sites/all/pliki/import/image/podtynk/sonata/srebro_mat/lp-2r_m_38.jpg","27.33.11.0","8536 50 07"]
[3778,"PNP-1R/40           ","Puszka instalacyjna do serii SONATA pojedyncza",13.3,1,"szt","PLN","23%","",10,null,null,null,null,"5907577472382",null,null,"SONATA",null,null,"",null,10,null,"https://www.ospel.pl/sites/all/pliki/import/image/podtynk/sonata/czek_metalik/pnp-1r_40.jpg","",null,"Wysokość 32mm","","",null,null,null,"CZEKOLADOWY METALIK",null,"0,044 kg","84 mm","84 mm","",null,null,"2025-03-03",null,"","https://www.ospel.pl/sites/all/pliki/import/image/podtynk/sonata/czek_metalik/pnp-1r_40.jpg","27.33.13.0","8536 90 01"]
[3785,"PNP-2R/39           ","Puszka instalacyjna do serii SONATA podwójna",16.8,1,"szt","PLN","23%","",6,null,null,null,null,"5907577472412",null,null,"SONATA",null,null,"",null,6,null,"https://www.ospel.pl/sites/all/pliki/import/image/podtynk/sonata/szampan_zloty/pnp-2r_39.jpg","",null,"Wysokość 32mm","","",null,null,null,"SZAMPAŃSKI ZŁOTY",null,"0,077 kg","84 mm","155 mm","",null,null,"2025-03-03",null,"","https://www.ospel.pl/sites/all/pliki/import/image/podtynk/sonata/szampan_zloty/pnp-2r_39.jpg","27.33.13.0","8536 90 01"]
[3794,"PNP-2RN/40          ","Puszka narożna do serii SONATA podwójna, wyposażona w ramkę",23.2,1,"szt","PLN","23%","",5,null,null,null,null,"5907577479305",null,null,"SONATA",null,null,"",null,5,null,"https://www.ospel.pl/sites/all/pliki/import/image/podtynk/sonata/czek_metalik/pnp-2rn_40.jpg","",null,"Wysokość 45m","","",null,null,null,"CZEKOLADOWY METALIK",null,"0,101 kg","84 mm","155 mm","",null,null,"2025-03-03",null,"","https://www.ospel.pl/sites/all/pliki/import/image/podtynk/sonata/czek_metalik/pnp-2rn_40.jpg","27.33.13.0","8536 90 01"]
[3801,"PNP-3R/39           ","Puszka instalacyjna do serii SONATA potrójna",21.3,1,"szt","PLN","23%","",4,null,null,null,null,"5907577472559",null,null,"SONATA",null,null,"",null,4,null,"https://www.ospel.pl/sites/all/pliki/import/image/podtynk/sonata/szampan_zloty/pnp-3r_39.jpg","",null,"Wysokość 32mm","","",null,null,null,"SZAMPAŃSKI ZŁOTY",null,"0,112 kg","84 mm","226 mm","",null,null,"2025-03-03",null,"","https://www.ospel.pl/sites/all/pliki/import/image/podtynk/sonata/szampan_zloty/pnp-3r_39.jpg","27.33.13.0","8536 90 01"]
[3811,"R-1R/75             ","Ramka pojedyncza ",9.4,1,"szt","PLN","23%","",10,null,null,null,null,"5906729010021",null,null,"SONATA",null,null,"",null,10,null,"https://www.ospel.pl/sites/all/pliki/import/image/podtynk/sonata/bialy/r-1r_00.jpg","",null,"Tworzywo poliwęglan","","",null,null,null,"BIAŁY MAT",null,"0,0240 kg","84 mm","84 mm","",null,null,"2025-03-03",null,"","https://www.ospel.pl/sites/all/pliki/import/image/podtynk/sonata/bialy/r-1r_00.jpg","27.33.13.0","8536 90 01"]
[3820,"R-1RG/31            ","Ramka pojedyncza ",112.4,1,"szt","PLN","23%","",5,null,null,null,null,"5907577445935",null,null,"SONATA",null,null,"",null,5,null,"https://www.ospel.pl/sites/all/pliki/import/image/podtynk/sonata/ramki/r-1rg_31.jpg","",null,"Szkło grubość 6mm","","",null,null,null,"BIAŁE SZKŁO",null,"0,062 kg","84 mm","84 mm","",null,null,"2025-03-03",null,"","https://www.ospel.pl/sites/all/pliki/import/image/podtynk/sonata/ramki/r-1rg_31.jpg","27.33.13.0","8536 90 01"]
[3824,"R-1RGC/41/25        ","Ramka pojedyncza ",63.1,1,"szt","PLN","23%","",5,null,null,null,null,"5907577450861",null,null,"SONATA",null,null,"",null,5,null,"https://www.ospel.pl/sites/all/pliki/import/image/podtynk/sonata/ramki/r-1rgc_41_25.jpg","",null,"Szkło+PC grubość 4mm","","",null,null,null,"SZARE SZKŁO",null,"0,06 kg","92 mm","92 mm","",null,null,"2025-03-03",null,"","https://www.ospel.pl/sites/all/pliki/import/image/podtynk/sonata/ramki/r-1rgc_41_25.jpg","27.33.13.0","8536 90 01"]
[3829,"R-1RGC/80/33        ","Ramka pojedyncza ",63.1,1,"szt","PLN","23%","",5,null,null,null,null,"5906729018089",null,null,"SONATA",null,null,"",null,5,null,"https://www.ospel.pl/sites/all/pliki/import/image/podtynk/sonata/ramki/r-1rgc_80_33.jpg","",null,"Szkło+PC grubość 4mm","","",null,null,null,"NIEBIESKIE SZKŁO SZRONIONE",null,"0,077 kg","92 mm","92 mm","",null,null,"2025-03-03",null,"","https://www.ospel.pl/sites/all/pliki/import/image/podtynk/sonata/ramki/r-1rgc_80_33.jpg","27.33.13.0","8536 90 01"]
[3838,"R-2R/40             ","Ramka podwójna ",12.3,1,"szt","PLN","23%","",10,null,null,null,null,"5907577449001",null,null,"SONATA",null,null,"",null,10,null,"https://www.ospel.pl/sites/all/pliki/import/image/podtynk/sonata/czek_metalik/r-2r_40.jpg","",null,"Tworzywo poliwęglan","","",null,null,null,"CZEKOLADOWY METALIK",null,"0,042 kg","84 mm","155 mm","",null,null,"2025-03-03",null,"","https://www.ospel.pl/sites/all/pliki/import/image/podtynk/sonata/czek_metalik/r-2r_40.jpg","27.33.13.0","8536 90 01"]
[3847,"R-2RBS/33           ","Ramka podwójna do gniazda brytyjskiego",11.9,1,"szt","PLN","23%","",10,null,null,null,null,"5906729008325",null,null,"SONATA",null,null,"",null,10,null,"https://www.ospel.pl/sites/all/pliki/import/image/podtynk/sonata/czarny/r-2rbs_33.jpg","",null,"Tworzywo poliwęglan","","",null,null,null,"CZARNY METALIK",null,"","84 mm","1445 mm","",null,null,"2025-03-03",null,"","https://www.ospel.pl/sites/all/pliki/import/image/podtynk/sonata/czarny/r-2rbs_33.jpg","27.33.13.0","8536 90 01"]
[3853,"R-2RGC/60/00        ","Ramka podwójna ",115.1,1,"szt","PLN","23%","",5,null,null,null,null,"5907577485962",null,null,"SONATA",null,null,"",null,5,null,"https://www.ospel.pl/sites/all/pliki/import/image/podtynk/sonata/ramki/r-2rgc_60_00.jpg","",null,"Szkło+PC grubość 4mm","","",null,null,null,"LIMONKA SZKŁO",null,"0,113 kg","92 mm","163 mm","",null,null,"2025-03-03",null,"","https://www.ospel.pl/sites/all/pliki/import/image/podtynk/sonata/ramki/r-2rgc_60_00.jpg","27.33.13.0","8536 90 01"]
[3864,"R-3R/38             ","Ramka potrójna ",16.2,1,"szt","PLN","23%","",10,null,null,null,null,"5907577447656",null,null,"SONATA",null,null,"",null,10,null,"https://www.ospel.pl/sites/all/pliki/import/image/podtynk/sonata/srebro_mat/r-3r_38.jpg","",null,"Tworzywo poliwęglan","","",null,null,null,"SREBRO MAT",null,"0,06 kg","84 mm","226 mm","",null,null,"2025-03-03",null,"","https://www.ospel.pl/sites/all/pliki/import/image/podtynk/sonata/srebro_mat/r-3r_38.jpg","27.33.13.0","8536 90 01"]
[3873,"R-3RAC/64/25        ","Ramka potrójna ",174.2,1,"szt","PLN","23%","",5,null,null,null,null,"5907577486044",null,null,"SONATA",null,null,"",null,5,null,"https://www.ospel.pl/sites/all/pliki/import/image/podtynk/sonata/ramki/r-3rac_64_25.jpg","",null,"Aluminium+PC grubość 4mm","","",null,null,null,"SZCZOTKOWANY ANTRACYT",null,"0,134 kg","92 mm","234 mm","",null,null,"2025-03-03",null,"","https://www.ospel.pl/sites/all/pliki/import/image/podtynk/sonata/ramki/r-3rac_64_25.jpg","27.33.13.0","8536 90 01"]
[3876,"R-3RGC/31/00        ","Ramka potrójna ",166.5,1,"szt","PLN","23%","",5,null,null,null,null,"5907577450946",null,null,"SONATA",null,null,"",null,5,null,"https://www.ospel.pl/sites/all/pliki/import/image/podtynk/sonata/ramki/r-3rgc_31_00.jpg","",null,"Szkło+PC grubość 4mm","","",null,null,null,"BIAŁE SZKŁO",null,"0,134 kg","92 mm","234 mm","",null,null,"2025-03-03",null,"","https://www.ospel.pl/sites/all/pliki/import/image/podtynk/sonata/ramki/r-3rgc_31_00.jpg","27.33.13.0","8536 90 01"]
[3882,"R-3RGC/79/33        ","Ramka potrójna ",166.5,1,"szt","PLN","23%","",5,null,null,null,null,"5906729018157",null,null,"SONATA",null,null,"",null,5,null,"https://www.ospel.pl/sites/all/pliki/import/image/podtynk/sonata/ramki/r-3rgc_79_33.jpg","",null,"Szkło+PC grubość 4mm","","",null,null,null,"CZARNE SZKŁO SZRONIONE",null,"0,134 kg","92 mm","234 mm","",null,null,"2025-03-03",null,"","https://www.ospel.pl/sites/all/pliki/import/image/podtynk/sonata/ramki/r-3rgc_79_33.jpg","27.33.13.0","8536 90 01"]
[3891,"R-4R/39             ","Ramka poczwórna ",20.3,1,"szt","PLN","23%","",10,null,null,null,null,"5907577448349",null,null,"SONATA",null,null,"",null,10,null,"https://www.ospel.pl/sites/all/pliki/import/image/podtynk/sonata/szampan_zloty/r-4r_39.jpg","",null,"Tworzywo poliwęglan","","",null,null,null,"SZAMPAŃSKI ZŁOTY",null,"0,078 kg","84 mm","297 mm","",null,null,"2025-03-03",null,"","https://www.ospel.pl/sites/all/pliki/import/image/podtynk/sonata/szampan_zloty/r-4r_39.jpg","27.33.13.0","8536 90 01"]
[3900,"R-4RG/31            ","Ramka poczwórna białe szkło",305.60000000000002,1,"szt","PLN","23%","",5,null,null,null,null,"5907577451011",null,null,"SONATA",null,null,"",null,5,null,"https://www.ospel.pl/sites/all/pliki/import/image/podtynk/sonata/ramki/r-4rg_31.jpg","",null,"Szkło grubość 6mm","","",null,null,null,"BIAŁE SZKŁO",null,"0,225 kg","84 mm","297 mm","",null,null,"2025-03-03",null,"","https://www.ospel.pl/sites/all/pliki/import/image/podtynk/sonata/ramki/r-4rg_31.jpg","27.33.13.0","8536 90 01"]
[3908,"R-4RGC/79/33        ","Ramka poczwórna ",198.1,1,"szt","PLN","23%","",5,null,null,null,null,"5906729018195",null,null,"SONATA",null,null,"",null,5,null,"https://www.ospel.pl/sites/all/pliki/import/image/podtynk/sonata/ramki/r-4rgc_79_33.jpg","",null,"Szkło+PC grubość 4mm","","",null,null,null,"CZARNE SZKŁO SZRONIONE",null,"0,202 kg","92 mm","305 mm","",null,null,"2025-03-03",null,"","https://www.ospel.pl/sites/all/pliki/import/image/podtynk/sonata/ramki/r-4rgc_79_33.jpg","27.33.13.0","8536 90 01"]
[3917,"R-5R/39             ","Ramka pięciokrotna ",25.3,1,"szt","PLN","23%","",10,null,null,null,null,"5907577448356",null,null,"SONATA",null,null,"",null,10,null,"https://www.ospel.pl/sites/all/pliki/import/image/podtynk/sonata/szampan_zloty/r-5r_39.jpg","",null,"Tworzywo poliwęglan","","",null,null,null,"SZAMPAŃSKI ZŁOTY",null,"0,096 kg","84 mm","368 mm","",null,null,"2025-03-03",null,"","https://www.ospel.pl/sites/all/pliki/import/image/podtynk/sonata/szampan_zloty/r-5r_39.jpg","27.33.13.0","8536 90 01"]
[3926,"R-5RGC/41/25        ","Ramka pięciokrotna ",220,1,"szt","PLN","23%","",5,null,null,null,null,"5906729015804",null,null,"SONATA",null,null,"",null,5,null,"https://www.ospel.pl/sites/all/pliki/import/image/podtynk/sonata/ramki/r-5rgc_41_25.jpg","",null,"Szkło+PC grubość 4mm","","",null,null,null,"SZARE SZKŁO",null,"","84 mm","376 mm","",null,null,"2025-03-03",null,"","https://www.ospel.pl/sites/all/pliki/import/image/podtynk/sonata/ramki/r-5rgc_41_25.jpg","27.33.13.0","8536 90 01"]
[3931,"RH-1R/00            ","Ramka pojedyncza do łączników IP-44 ",6.6,1,"szt","PLN","23%","",10,null,null,null,null,"5907577445713",null,null,"SONATA",null,null,"",null,10,null,"https://www.ospel.pl/sites/all/pliki/import/image/podtynk/sonata/bialy/rh-1r_00.jpg","https://www.ospel.pl/sites/all/pliki/import/image/rysunki/sonata/ramka_1.jpg",null,"Tworzywo poliwęglan","","",null,null,null,"BIAŁY",null,"0,024 kg","84 mm","84 mm","",null,null,"2025-03-03",null,"","https://www.ospel.pl/sites/all/pliki/import/image/podtynk/sonata/bialy/rh-1r_00.jpg","27.33.13.0","8536 90 01"]
[3943,"RH-2R/39            ","Ramka podwójna do łączników IP-44 ",13.2,1,"szt","PLN","23%","",10,null,null,null,null,"5907577448394",null,null,"SONATA",null,null,"",null,10,null,"https://www.ospel.pl/sites/all/pliki/import/image/podtynk/sonata/szampan_zloty/rh-2r_39.jpg","",null,"Tworzywo poliwęglan","","",null,null,null,"SZAMPAŃSKI ZŁOTY",null,"0,042 kg","84 mm","155 mm","",null,null,"2025-03-03",null,"","https://www.ospel.pl/sites/all/pliki/import/image/podtynk/sonata/szampan_zloty/rh-2r_39.jpg","27.33.13.0","8536 90 01"]
[3944,"RH-2R/40            ","Ramka podwójna do łączników IP-44 ",13.2,1,"szt","PLN","23%","",10,null,null,null,null,"5907577449070",null,null,"SONATA",null,null,"",null,10,null,"https://www.ospel.pl/sites/all/pliki/import/image/podtynk/sonata/czek_metalik/rh-2r_40.jpg","",null,"Tworzywo poliwęglan","","",null,null,null,"CZEKOLADOWY METALIK",null,"0,042 kg","84 mm","155 mm","",null,null,"2025-03-03",null,"","https://www.ospel.pl/sites/all/pliki/import/image/podtynk/sonata/czek_metalik/rh-2r_40.jpg","27.33.13.0","8536 90 01"]
[3958,"RH-4R/38            ","Ramka poczwórna do łączników IP-44 ",21.4,1,"szt","PLN","23%","",10,null,null,null,null,"5907577447731",null,null,"SONATA",null,null,"",null,10,null,"https://www.ospel.pl/sites/all/pliki/import/image/podtynk/sonata/srebro_mat/rh-4r_38.jpg","",null,"Tworzywo poliwęglan","","",null,null,null,"SREBRO MAT",null,"0,078 kg","84 mm","297 mm","",null,null,"2025-03-03",null,"","https://www.ospel.pl/sites/all/pliki/import/image/podtynk/sonata/srebro_mat/rh-4r_38.jpg","27.33.13.0","8536 90 01"]
[3961,"RH-4R/75            ","Ramka poczwórna do łączników IP-44 ",21.4,1,"szt","PLN","23%","",10,null,null,null,null,"5906729024370",null,null,"SONATA",null,null,"",null,10,null,"https://www.ospel.pl/sites/all/pliki/import/image/podtynk/sonata/bialy/rh-4r_00.jpg","",null,"Tworzywo poliwęglan","","",null,null,null,"BIAŁY MAT",null,"0,0780 kg","84 mm","297 mm","",null,null,"2025-03-03",null,"","https://www.ospel.pl/sites/all/pliki/import/image/podtynk/sonata/bialy/rh-4r_00.jpg","27.33.13.0","8536 90 01"]
[3970,"RH-5R/82            ","Ramka pięciokrotna do łączników IP-44 ",25.9,1,"szt","PLN","23%","",10,null,null,null,null,"5906729030357",null,null,"SONATA",null,null,"",null,10,null,"https://www.ospel.pl/sites/all/pliki/import/image/podtynk/sonata/kaszmir/r-5rh_82.jpg","",null,"Tworzywo poliwęglan","","",null,null,null,"KASZMIR",null,"0,096 kg","84 mm","368 mm","",null,null,"2025-03-03",null,"","https://www.ospel.pl/sites/all/pliki/import/image/podtynk/sonata/kaszmir/r-5rh_82.jpg","27.33.13.0","8536 90 01"]
[3979,"RTP-1RN/m/00        ","Regulator temperatury z czujnikiem napowietrznym",242.2,1,"szt","PLN","23%","",5,null,null,null,null,"5907577461188",null,null,"SONATA",null,null,"",null,5,null,"https://www.ospel.pl/sites/all/pliki/import/image/podtynk/sonata/bialy/rtp-1r_m_00.jpg","",null,"zaciski gwintowe","","Tylko na zamówienie",null,null,null,"BIAŁY",null,"0,1025 kg","71 mm","71 mm","31 mm",null,null,"2025-03-03",null,"","https://www.ospel.pl/sites/all/pliki/import/image/podtynk/sonata/bialy/rtp-1r_m_00.jpg","27.33.13.0","8536 50 05"]
[3983,"RTP-1RN/m/39        ","Regulator temperatury z czujnikiem napowietrznym",284.7,1,"szt","PLN","23%","",5,null,null,null,null,"5907577461225",null,null,"SONATA",null,null,"",null,5,null,"https://www.ospel.pl/sites/all/pliki/import/image/podtynk/sonata/szampan_zloty/rtp-1r_m_39.jpg","",null,"zaciski gwintowe","","Tylko na zamówienie",null,null,null,"SZAMPAŃSKI ZŁOTY",null,"0,1025 kg","71 mm","71 mm","31 mm",null,null,"2025-03-03",null,"","https://www.ospel.pl/sites/all/pliki/import/image/podtynk/sonata/szampan_zloty/rtp-1r_m_39.jpg","27.33.13.0","8536 50 05"]
[3996,"GP-1RM/m/44         ","Gniazdo pojedyncze ",94.9,1,"szt","PLN","23%","",4,null,null,null,null,"5907577462222",null,null,"SONATA NOWE SREBRO",null,null,"",null,4,null,"https://www.ospel.pl/sites/all/pliki/import/image/podtynk/sonata_nowe_srebro/gp-1rm_m_44.jpg","",null,"16A/250~, IP-20, zaciski gwintowe","","",null,null,null,"NOWE SREBRO",null,"0,085 kg","71 mm","71 mm","26 mm",null,null,"2025-03-03",null,"","https://www.ospel.pl/sites/all/pliki/import/image/podtynk/sonata_nowe_srebro/gp-1rm_m_44.jpg","27.33.13.0","8536 69 90"]
[4005,"GPA-14RMP/m/44      ","Gniazdo RTV przelotowe 14-dB ",127.3,1,"szt","PLN","23%","",4,null,null,null,null,"5907577471224",null,null,"SONATA NOWE SREBRO",null,null,"",null,4,null,"https://www.ospel.pl/sites/all/pliki/import/image/podtynk/sonata_nowe_srebro/gpa-rm_m_44.jpg","",null,"Współczynnik tłumienia 14dB","","",null,null,null,"NOWE SREBRO",null,"0,114 kg","71 mm","71 mm","26 mm",null,null,"2025-03-03",null,"","https://www.ospel.pl/sites/all/pliki/import/image/podtynk/sonata_nowe_srebro/gpa-rm_m_44.jpg","26.40.52.0","8517 18 00"]
[4006,"GPA-16RMP/m/44      ","Gniazdo RTV przelotowe 16-dB ",127.3,1,"szt","PLN","23%","",4,null,null,null,null,"5907577471231",null,null,"SONATA NOWE SREBRO",null,null,"",null,4,null,"https://www.ospel.pl/sites/all/pliki/import/image/podtynk/sonata_nowe_srebro/gpa-rm_m_44.jpg","",null,"Współczynnik tłumienia 16dB","","",null,null,null,"NOWE SREBRO",null,"0,114 kg","71 mm","71 mm","26 mm",null,null,"2025-03-03",null,"","https://www.ospel.pl/sites/all/pliki/import/image/podtynk/sonata_nowe_srebro/gpa-rm_m_44.jpg","26.40.52.0","8517 18 00"]
[4014,"ŁP-12RMS/m/44       ","Łącznik kontrolny z podświetleniem niebieskim",103.8,1,"szt","PLN","23%","",4,null,null,null,null,"5907577471347",null,null,"SONATA NOWE SREBRO",null,null,"",null,4,null,"https://www.ospel.pl/sites/all/pliki/import/image/podtynk/sonata_nowe_srebro/lp-1rms_m_44.jpg","",null,"16AX250~, IP-20, zaciski bezgwintowe","","",null,null,null,"NOWE SREBRO",null,"0,092 kg","71 mm","71 mm","26 mm",null,null,"2025-03-03",null,"","https://www.ospel.pl/sites/all/pliki/import/image/podtynk/sonata_nowe_srebro/lp-1rms_m_44.jpg","27.33.11.0","8536 50 07"]
[4023,"ŁP-8RM/m/44         ","Ściemniacz przyciskowo-obrotowy przystosowany do obciążenia żarowego i halogenowego",272.39999999999998,1,"szt","PLN","23%","",5,null,null,null,null,"5907577471378",null,null,"SONATA NOWE SREBRO",null,null,"",null,5,null,"https://www.ospel.pl/sites/all/pliki/import/image/podtynk/sonata_nowe_srebro/lp-8rm_m_44.jpg","",null,"40-400W, 230V~50Hz, zaciski gwintowe","","",null,null,null,"NOWE SREBRO",null,"0,135 kg","71 mm","71 mm","31 mm",null,null,"2025-03-03",null,"https://www.ospel.pl/sites/all/pliki/import/image/schematy/sciemniacze.pdf","https://www.ospel.pl/sites/all/pliki/import/image/podtynk/sonata_nowe_srebro/lp-8rm_m_44.jpg","27.33.11.0","8536 50 05"]
[4032,"GP-1RMZ/m/37        ","Gniazdo pojedyncze z uziemieniem ",86.3,1,"szt","PLN","23%","",4,null,null,null,null,"5907577450069",null,null,"SONATA STAL INOX",null,null,"",null,4,null,"https://www.ospel.pl/sites/all/pliki/import/image/podtynk/sonata_stal_inox/gp-1rmz_m_37.jpg","",null,"16A/250~, IP-20, zaciski gwintowe","","",null,null,null,"STAL INOX",null,"0,116 kg","71 mm","71 mm","26 mm",null,null,"2025-03-03",null,"","https://www.ospel.pl/sites/all/pliki/import/image/podtynk/sonata_stal_inox/gp-1rmz_m_37.jpg","27.33.13.0","8536 69 90"]
[4042,"GPA-RMK/m/37        ","Gniazdo RTV końcowe ",109.1,1,"szt","PLN","23%","",4,null,null,null,null,"5907577450151",null,null,"SONATA STAL INOX",null,null,"",null,4,null,"https://www.ospel.pl/sites/all/pliki/import/image/podtynk/sonata_stal_inox/gpa-10rmp_m_37.jpg","",null,"Współczynnik tłumienia 2,5-3dB","","",null,null,null,"STAL INOX",null,"0,114 kg","71 mm","71 mm","26 mm",null,null,"2025-03-03",null,"","https://www.ospel.pl/sites/all/pliki/import/image/podtynk/sonata_stal_inox/gpa-10rmp_m_37.jpg","26.40.52.0","8517 18 00"]
[4049,"ŁP-1RMS/m/37        ","Łącznik jednobiegunowy z podświetleniem niebieskim",92.8,1,"szt","PLN","23%","",4,null,null,null,null,"5907577449940",null,null,"SONATA STAL INOX",null,null,"",null,4,null,"https://www.ospel.pl/sites/all/pliki/import/image/podtynk/sonata_stal_inox/lp-1rms_m_37.jpg","",null,"16AX250~, IP-20, zaciski bezgwintowe","","",null,null,null,"STAL INOX",null,"0,0835 kg","71 mm","71 mm","26 mm",null,null,"2025-03-03",null,"","https://www.ospel.pl/sites/all/pliki/import/image/podtynk/sonata_stal_inox/lp-1rms_m_37.jpg","27.33.11.0","8536 50 07"]
[4058,"ŁP-8RML2/m/37       ","Ściemniacz uniwersalny do obciążenia żarowego, halogenowego oraz LED",303.7,1,"szt","PLN","23%","",5,null,null,null,null,"5907577480820",null,null,"SONATA STAL INOX",null,null,"",null,5,null,"https://www.ospel.pl/sites/all/pliki/import/image/podtynk/sonata_stal_inox/lp-8rm_m_37.jpg","",null,"LED 0-100W, GLS 10-250W, 230V~50Hz","","",null,null,null,"STAL INOX",null,"","71 mm","71 mm","31 mm",null,null,"2025-03-03",null,"","https://www.ospel.pl/sites/all/pliki/import/image/podtynk/sonata_stal_inox/lp-8rm_m_37.jpg","27.33.11.0","8536 50 05"]
[4065,"ŁPD-13RS/m/78       ","Łącznik dotykowy potrójny z podświetleniem",207.2,1,"szt","PLN","23%","",5,null,null,null,null,"5906729028040",null,null,"SONATA TOUCH",null,null,"",null,5,null,"https://www.ospel.pl/sites/all/pliki/import/image/podtynk/sonata_touch/lpd-13rs_m_78.jpg","",null,"110-230V~, 50-60Hz, zaciski gwintowe","","",null,null,null,"BIAŁE SZKŁO SZRONIONE",null,"","71 mm","71 mm","28 mm",null,null,"2025-03-03",null,"","https://www.ospel.pl/sites/all/pliki/import/image/podtynk/sonata_touch/lpd-13rs_m_78.jpg","27.33.11.0","8536 50 07"]
[4067,"ŁPD-18RS/m/31       ","Łącznik dotykowy dwugrupowy zwierny z podświetleniem",210.5,1,"szt","PLN","23%","",5,null,null,null,null,"5906729009520",null,null,"SONATA TOUCH",null,null,"",null,5,null,"https://www.ospel.pl/sites/all/pliki/import/image/podtynk/sonata_touch/lpd-2rs_m_31.jpg","",null,"110-230V~, 50-60Hz, zaciski gwintowe","","",null,null,null,"BIAŁE SZKŁO",null,"","71 mm","71 mm","28 mm",null,null,"2025-03-03",null,"","https://www.ospel.pl/sites/all/pliki/import/image/podtynk/sonata_touch/lpd-2rs_m_31.jpg","27.33.11.0","8536 50 07"]
[4076,"ŁPD-21RS/m/32       ","Łącznik dotykowy jednobiegunowy zwierny z podświetleniem",161.4,1,"szt","PLN","23%","",5,null,null,null,null,"5906729009438",null,null,"SONATA TOUCH",null,null,"",null,5,null,"https://www.ospel.pl/sites/all/pliki/import/image/podtynk/sonata_touch/lpd-1rs_m_32.jpg","",null,"110-230V~, 50-60Hz, zaciski gwintowe","","",null,null,null,"CZARNE SZKŁO",null,"","71 mm","71 mm","28 mm",null,null,"2025-03-03",null,"","https://www.ospel.pl/sites/all/pliki/import/image/podtynk/sonata_touch/lpd-1rs_m_32.jpg","27.33.11.0","8536 50 07"]
[4088,"ŁPD-2RS/m/32        ","Łącznik dotykowy dwugrupowy świecznikowy z podświetleniem",175.5,1,"szt","PLN","23%","",5,null,null,null,null,"5906729009490",null,null,"SONATA TOUCH",null,null,"",null,5,null,"https://www.ospel.pl/sites/all/pliki/import/image/podtynk/sonata_touch/lpd-2rs_m_32.jpg","",null,"110-230V~, 50-60Hz, zaciski gwintowe","","",null,null,null,"CZARNE SZKŁO",null,"0,118 kg","71 mm","71 mm","28 mm",null,null,"2025-03-03",null,"","https://www.ospel.pl/sites/all/pliki/import/image/podtynk/sonata_touch/lpd-2rs_m_32.jpg","27.33.11.0","8536 50 07"]
[4093,"ŁPD-7RS/m/78        ","Łącznik dotykowy żaluzjowy z podświetleniem",192,1,"szt","PLN","23%","",5,null,null,null,null,"5906729028026",null,null,"SONATA TOUCH",null,null,"",null,5,null,"https://www.ospel.pl/sites/all/pliki/import/image/podtynk/sonata_touch/lpd-7rs_m_78.jpg","",null,"110-230V~, 50-60Hz, zaciski gwintowe","","",null,null,null,"BIAŁE SZKŁO SZRONIONE",null,"","71 mm","71 mm","28 mm",null,null,"2025-03-03",null,"","https://www.ospel.pl/sites/all/pliki/import/image/podtynk/sonata_touch/lpd-7rs_m_78.jpg","27.33.11.0","8536 50 07"]
[4102,"K-2RB/33            ","Klawisz łącznika bezprzewodowego czterokanałowego",19.2,1,"kpl","PLN","23%","",20,null,null,null,null,"5906729015545",null,null,"STEROWANIE BEZPRZEWODOWE",null,null,"",null,20,null,"https://www.ospel.pl/sites/all/pliki/import/image/podtynk/sterowanie/k-2rb_33.jpg","",null,"","","",null,null,null,"CZARNY METALIK",null,"","","","",null,null,"2025-03-03",null,"","https://www.ospel.pl/sites/all/pliki/import/image/podtynk/sterowanie/k-2rb_33.jpg","27.12.40.0","8536 90 01"]
[4111,"ZŁN-1RZF/m/00       ","Zestaw łącznika bezprzewodowego do sterowania roletami, do systemu F&F",432.8,1,"szt","PLN","23%","",5,null,null,null,null,"5907577499273",null,null,"STEROWANIE BEZPRZEWODOWE",null,null,"",null,5,null,"https://www.ospel.pl/sites/all/pliki/import/image/podtynk/sterowanie/zln-1rzf_m_00.jpg","",null,"5A, IP-20","","",null,null,null,"BIAŁY",null,"","71 mm","71 mm","",null,null,"2025-03-03",null,"","https://www.ospel.pl/sites/all/pliki/import/image/podtynk/sterowanie/zln-1rzf_m_00.jpg","27.33.11.0","8536 50 05"]
[4117,"GG-2Z/m/00          ","Gniazdo głośnikowe podwójne ",34.799999999999997,1,"szt","PLN","23%","",10,null,null,null,null,"5906729015194",null,null,"SZAFIR",null,null,"",null,10,null,"https://www.ospel.pl/sites/all/pliki/import/image/podtynk/szafir/bialy/gg-2z_m_00.jpg","",null,"Przyłączalność przewodów 0,75mm2","","",null,null,null,"BIAŁY",null,"0,0370 kg","75 mm","75 mm","19 mm",null,null,"2025-03-03",null,"","https://www.ospel.pl/sites/all/pliki/import/image/podtynk/szafir/bialy/gg-2z_m_00.jpg","26.40.52.0","8517 18 00"]
[4128,"GP-1Z/m/70          ","Gniazdo pojedyncze ",16.100000000000001,1,"szt","PLN","23%","",10,null,null,null,null,"5906729014289",null,null,"SZAFIR",null,null,"",null,10,null,"https://www.ospel.pl/sites/all/pliki/import/image/podtynk/szafir/szary_mat/gp-1z_m_70.jpg","",null,"16A 250V~, IP20, zaciski gwintowe","","",null,null,null,"SZARY MAT",null,"0,0500 kg","75 mm","75 mm","27 mm",null,null,"2025-03-03",null,"","https://www.ospel.pl/sites/all/pliki/import/image/podtynk/szafir/szary_mat/gp-1z_m_70.jpg","27.33.13.0","8536 69 90"]
[4129,"GP-1ZP/m/00         ","Gniazdo pojedyncze z przesłonami torów prądowych",10.9,1,"szt","PLN","23%","",10,null,null,null,null,"5906729011837",null,null,"SZAFIR",null,null,"",null,10,null,"https://www.ospel.pl/sites/all/pliki/import/image/podtynk/szafir/bialy/gp-1zp_m_00.jpg","",null,"16A 250V~, IP20, zaciski gwintowe","","",null,null,null,"BIAŁY",null,"0,0510 kg","75 mm","75 mm","27 mm",null,null,"2025-03-03",null,"","https://www.ospel.pl/sites/all/pliki/import/image/podtynk/szafir/bialy/gp-1zp_m_00.jpg","27.33.13.0","8536 69 90"]
[4140,"GP-1ZSP/m/70        ","Gniazdo pojedyncze z uziemieniem schuko z przesłonami torów prądowych",21.2,1,"szt","PLN","23%","",10,null,null,null,null,"5906729014364",null,null,"SZAFIR",null,null,"",null,10,null,"https://www.ospel.pl/sites/all/pliki/import/image/podtynk/szafir/szary_mat/gp-1zsp_m_70.jpg","",null,"16A 250V~, IP20, zaciski gwintowe","","",null,null,null,"SZARY MAT",null,"0,0580 kg","75 mm","75 mm","31 mm",null,null,"2025-03-03",null,"","https://www.ospel.pl/sites/all/pliki/import/image/podtynk/szafir/szary_mat/gp-1zsp_m_70.jpg","27.33.13.0","8536 69 90"]
[4146,"GP-1ZZDP/m/00       ","Gniazdo pojedyncze z uziemieniem DATA z przesłonami torów prądowych",16.8,1,"szt","PLN","23%","",10,null,null,null,null,"5906729011875",null,null,"SZAFIR",null,null,"",null,10,null,"https://www.ospel.pl/sites/all/pliki/import/image/podtynk/szafir/bialy/gp-1zzdp_m_00.jpg","",null,"16A 250V~, IP20, zaciski gwintowe","","",null,null,null,"BIAŁY",null,"0,0560 kg","75 mm","75 mm","27 mm",null,null,"2025-03-03",null,"","https://www.ospel.pl/sites/all/pliki/import/image/podtynk/szafir/bialy/gp-1zzdp_m_00.jpg","27.33.13.0","8536 69 90"]
[4155,"GP-2Z/70            ","Gniazdo podwójne kompletne z ramką",19.100000000000001,1,"szt","PLN","23%","",10,null,null,null,null,"5906729014418",null,null,"SZAFIR",null,null,"",null,10,null,"https://www.ospel.pl/sites/all/pliki/import/image/podtynk/szafir/szary_mat/gp-2z_70.jpg","",null,"16A 250V~, IP20, zaciski gwintowe","","",null,null,null,"SZARY MAT",null,"","75 mm","75 mm","26 mm",null,null,"2025-03-03",null,"","https://www.ospel.pl/sites/all/pliki/import/image/podtynk/szafir/szary_mat/gp-2z_70.jpg","27.33.13.0","8536 69 90"]
[4164,"GP-2ZRZP/m/00       ","Gniazdo podwójne z uziemieniem z przesłonami torów prądowych, moduł bez ramki",15.1,1,"szt","PLN","23%","",10,null,null,null,null,"5906729014890",null,null,"SZAFIR",null,null,"",null,10,null,"https://www.ospel.pl/sites/all/pliki/import/image/podtynk/szafir/bialy/gp-2zrzp_m_00.jpg","",null,"16A 250V~, IP20, zaciski gwintowe","","",null,null,null,"BIAŁY",null,"0,0650 kg","75 mm","75 mm","23 mm",null,null,"2025-03-03",null,"","https://www.ospel.pl/sites/all/pliki/import/image/podtynk/szafir/bialy/gp-2zrzp_m_00.jpg","27.33.13.0","8536 69 90"]
[4172,"GP-2ZSP/00          ","Gniazdo podwójne z uziemieniem schuko z przesłonami torów prądowych, kompletne z ramką",18,1,"szt","PLN","23%","",10,null,null,null,null,"5906729014906",null,null,"SZAFIR",null,null,"",null,10,null,"https://www.ospel.pl/sites/all/pliki/import/image/podtynk/szafir/bialy/gp-2zsp_00.jpg","",null,"16A 250V~, IP20, zaciski gwintowe","","",null,null,null,"BIAŁY",null,"","75 mm","75 mm","29 mm",null,null,"2025-03-03",null,"","https://www.ospel.pl/sites/all/pliki/import/image/podtynk/szafir/bialy/gp-2zsp_00.jpg","27.33.13.0","8536 69 90"]
[4181,"GP-2ZZP/18          ","Gniazdo podwójne z uziemieniem z przesłonami torów prądowych, kompletne z ramką",20.8,1,"szt","PLN","23%","",10,null,null,null,null,"5906729012681",null,null,"SZAFIR",null,null,"",null,10,null,"https://www.ospel.pl/sites/all/pliki/import/image/podtynk/szafir/srebrny/gp-2zzp_18.jpg","",null,"16A 250V~, IP20, zaciski gwintowe","","",null,null,null,"SREBRO",null,"","75 mm","75 mm","26 mm",null,null,"2025-03-03",null,"","https://www.ospel.pl/sites/all/pliki/import/image/podtynk/szafir/srebrny/gp-2zzp_18.jpg","27.33.13.0","8536 69 90"]
[4190,"GPA-10ZP/m/33       ","Gniazdo RTV przelotowe 10-dB ",55.3,1,"szt","PLN","23%","",10,null,null,null,null,"5906729013671",null,null,"SZAFIR",null,null,"",null,10,null,"https://www.ospel.pl/sites/all/pliki/import/image/podtynk/szafir/czarny/gpa-zk_m_33.jpg","",null,"Współczynnik tłumienia 10dB","","",null,null,null,"CZARNY METALIK",null,"0,0920 kg","75 mm","75 mm","29 mm",null,null,"2025-03-03",null,"","https://www.ospel.pl/sites/all/pliki/import/image/podtynk/szafir/czarny/gpa-zk_m_33.jpg","26.40.52.0","8517 18 00"]
[4195,"GPA-10ZPZ/m/70      ","Gniazdo RTV zakończeniowe 10-dB ",55.3,1,"szt","PLN","23%","",10,null,null,null,null,"5906729014500",null,null,"SZAFIR",null,null,"",null,10,null,"https://www.ospel.pl/sites/all/pliki/import/image/podtynk/szafir/szary_mat/gpa-zk_m_70.jpg","",null,"Współczynnik tłumienia 10dB","","",null,null,null,"SZARY MAT",null,"0,0910 kg","75 mm","75 mm","29 mm",null,null,"2025-03-03",null,"","https://www.ospel.pl/sites/all/pliki/import/image/podtynk/szafir/szary_mat/gpa-zk_m_70.jpg","26.40.52.0","8517 18 00"]
[4199,"GPA-14ZP/m/70       ","Gniazdo RTV przelotowe 14-dB ",55.3,1,"szt","PLN","23%","",10,null,null,null,null,"5906729014517",null,null,"SZAFIR",null,null,"",null,10,null,"https://www.ospel.pl/sites/all/pliki/import/image/podtynk/szafir/szary_mat/gpa-zk_m_70.jpg","",null,"Współczynnik tłumienia 14dB","","",null,null,null,"SZARY MAT",null,"0,0920 kg","75 mm","75 mm","29 mm",null,null,"2025-03-03",null,"","https://www.ospel.pl/sites/all/pliki/import/image/podtynk/szafir/szary_mat/gpa-zk_m_70.jpg","26.40.52.0","8517 18 00"]
[4208,"GPA-2ZF/m/00        ","Gniazdo antenowe typu F podwójne ",25.3,1,"szt","PLN","23%","",10,null,null,null,null,"5906729012131",null,null,"SZAFIR",null,null,"",null,10,null,"https://www.ospel.pl/sites/all/pliki/import/image/podtynk/szafir/bialy/gpa-2zf_m_00.jpg","",null,"","","",null,null,null,"BIAŁY",null,"0,0440 kg","75 mm","75 mm","22 mm",null,null,"2025-03-03",null,"","https://www.ospel.pl/sites/all/pliki/import/image/podtynk/szafir/bialy/gpa-2zf_m_00.jpg","26.40.52.0","8517 18 00"]
[4215,"GPA-Z2S/m/70        ","Gniazdo RTV-SAT z dwoma wyjściami SAT ",94.5,1,"szt","PLN","23%","",10,null,null,null,null,"5906729014579",null,null,"SZAFIR",null,null,"",null,10,null,"https://www.ospel.pl/sites/all/pliki/import/image/podtynk/szafir/szary_mat/gpa-z2s_m_70.jpg","",null,"Współczynnik tłumienia 1,5dB","","",null,null,null,"SZARY MAT",null,"0,0950 kg","75 mm","75 mm","29 mm",null,null,"2025-03-03",null,"","https://www.ospel.pl/sites/all/pliki/import/image/podtynk/szafir/szary_mat/gpa-z2s_m_70.jpg","26.40.52.0","8517 18 00"]
[4225,"GPA-ZS/m/18         ","Gniazdo RTV-SAT końcowe ",73.900000000000006,1,"szt","PLN","23%","",10,null,null,null,null,"5906729012902",null,null,"SZAFIR",null,null,"",null,10,null,"https://www.ospel.pl/sites/all/pliki/import/image/podtynk/szafir/srebrny/gpa-zs_m_18.jpg","",null,"Współczynnik tłumienia 1,5-2dB","","",null,null,null,"SREBRO",null,"0,0940 kg","75 mm","75 mm","29 mm",null,null,"2025-03-03",null,"","https://www.ospel.pl/sites/all/pliki/import/image/podtynk/szafir/srebrny/gpa-zs_m_18.jpg","26.40.52.0","8517 18 00"]
[4234,"GPE-1Z/m/33         ","Gniazdo ekwipotencjalne pojedyncze ",62.6,1,"szt","PLN","23%","",10,null,null,null,null,"5906729015293",null,null,"SZAFIR",null,null,"",null,10,null,"https://www.ospel.pl/sites/all/pliki/import/image/podtynk/szafir/czarny/gpe-1z_m_33.jpg","",null,"","","",null,null,null,"CZARNY METALIK",null,"0,0450 kg","75 mm","75 mm","22 mm",null,null,"2025-03-03",null,"","https://www.ospel.pl/sites/all/pliki/import/image/podtynk/szafir/czarny/gpe-1z_m_33.jpg","","8536 90 10"]
[4243,"GPH-1ZSP/m/00/w     ","Gniazdo bryzgoszczelne z uziemieniem schuko IP-44 wieczko w kolorze wyrobu, z przesłonami torów prądowych",20.9,1,"szt","PLN","23%","",10,null,null,null,null,"5906729014876",null,null,"SZAFIR",null,null,"",null,10,null,"https://www.ospel.pl/sites/all/pliki/import/image/podtynk/szafir/bialy/gph-1zsp_m_00_w.jpg","",null,"16A 250V~, IP20, zaciski gwintowe","","",null,null,null,"BIAŁY",null,"0,0710 kg","75 mm","75 mm","27 mm",null,null,"2025-03-03",null,"","https://www.ospel.pl/sites/all/pliki/import/image/podtynk/szafir/bialy/gph-1zsp_m_00_w.jpg","27.33.13.0","8536 69 90"]
[4247,"GPH-1ZZ/m/00/d      ","Gniazdo bryzgoszczelne z uziemieniem IP-44 wieczko przezroczyste",16.3,1,"szt","PLN","23%","",10,null,null,null,null,"5906729011912",null,null,"SZAFIR",null,null,"",null,10,null,"https://www.ospel.pl/sites/all/pliki/import/image/podtynk/szafir/bialy/gph-1zz_m_00_d.jpg","",null,"16A 250V~, IP20, zaciski gwintowe","","",null,null,null,"BIAŁY",null,"0,0690 kg","75 mm","75 mm","27 mm",null,null,"2025-03-03",null,"","https://www.ospel.pl/sites/all/pliki/import/image/podtynk/szafir/bialy/gph-1zz_m_00_d.jpg","27.33.13.0","8536 69 90"]
[4252,"GPH-1ZZP/m/00/d     ","Gniazdo bryzgoszczelne z uziemieniem IP-44 z przesłonami torów prądowych wieczko przezroczyste",18,1,"szt","PLN","23%","",10,null,null,null,null,"5906729011929",null,null,"SZAFIR",null,null,"",null,10,null,"https://www.ospel.pl/sites/all/pliki/import/image/podtynk/szafir/bialy/gph-1zzp_m_00_d.jpg","",null,"16A 250V~, IP20, zaciski gwintowe","","",null,null,null,"BIAŁY",null,"0,0690 kg","75 mm","75 mm","27 mm",null,null,"2025-03-03",null,"","https://www.ospel.pl/sites/all/pliki/import/image/podtynk/szafir/bialy/gph-1zzp_m_00_d.jpg","27.33.13.0","8536 69 90"]
[4261,"GPK-1Z/p/00         ","Obudowa gniazda pojedynczego typu Keystone prosta",9.1,1,"szt","PLN","23%","",10,null,null,null,null,"5906729014999",null,null,"SZAFIR",null,null,"",null,10,null,"https://www.ospel.pl/sites/all/pliki/import/image/podtynk/szafir/bialy/gpk-1z_p_00.jpg","",null,"","","",null,null,null,"BIAŁY",null,"","75 mm","75 mm","22 mm",null,null,"2025-03-03",null,"","https://www.ospel.pl/sites/all/pliki/import/image/podtynk/szafir/bialy/gpk-1z_p_00.jpg","26.30.30.0","8517 18 00"]
[4270,"GPK-2Z/K/m/18       ","Gniazdo komputerowe podwójne, kat. 5e MMC",65.5,1,"szt","PLN","23%","",10,null,null,null,null,"5906729012995",null,null,"SZAFIR",null,null,"",null,10,null,"https://www.ospel.pl/sites/all/pliki/import/image/podtynk/szafir/srebrny/gpk-2z_k_m_18.jpg","",null,"Złącze IDC","","",null,null,null,"SREBRO",null,"0,0440 kg","75 mm","75 mm","22 mm",null,null,"2025-03-03",null,"","https://www.ospel.pl/sites/all/pliki/import/image/podtynk/szafir/srebrny/gpk-2z_k_m_18.jpg","26.30.30.0","8517 18 00"]
[4278,"GPK-2ZS/p/18        ","Obudowa gniazda podwójnego typu Keystone skośna",15.5,1,"szt","PLN","23%","",10,null,null,null,null,"5906729015125",null,null,"SZAFIR",null,null,"",null,10,null,"https://www.ospel.pl/sites/all/pliki/import/image/podtynk/szafir/srebrny/gpk-2zs_p_18.jpg","",null,"","","",null,null,null,"SREBRO",null,"","75 mm","75 mm","19 mm",null,null,"2025-03-03",null,"","https://www.ospel.pl/sites/all/pliki/import/image/podtynk/szafir/srebrny/gpk-2zs_p_18.jpg","26.30.30.0","8517 18 00"]
[4287,"GPT-1Z/m/33         ","Gniazdo telefoniczne pojedyncze ",41.8,1,"szt","PLN","23%","",10,null,null,null,null,"5906729013787",null,null,"SZAFIR",null,null,"",null,10,null,"https://www.ospel.pl/sites/all/pliki/import/image/podtynk/szafir/czarny/gpt-1z_m_33.jpg","",null,"Złącze IDC","","",null,null,null,"CZARNY METALIK",null,"0,0360 kg","75 mm","75 mm","22 mm",null,null,"2025-03-03",null,"","https://www.ospel.pl/sites/all/pliki/import/image/podtynk/szafir/czarny/gpt-1z_m_33.jpg","26.30.30.0","8517 18 00"]
[4296,"ŁP-10Z/m/70         ","Łącznik podwójny schodowy ",35.700000000000003,1,"szt","PLN","23%","",10,null,null,null,null,"5906729014203",null,null,"SZAFIR",null,null,"",null,10,null,"https://www.ospel.pl/sites/all/pliki/import/image/podtynk/szafir/szary_mat/lp-10z_m_70.jpg","",null,"10AX250V~, IP20, zaciski bezgwintowe","","",null,null,null,"SZARY MAT",null,"0,0490 kg","75 mm","75 mm","21 mm",null,null,"2025-03-03",null,"","https://www.ospel.pl/sites/all/pliki/import/image/podtynk/szafir/szary_mat/lp-10z_m_70.jpg","27.33.11.0","8536 50 07"]
[4299,"ŁP-10ZS/m/33        ","Łącznik podwójny schodowy z podświetleniem niebieskim",44.6,1,"szt","PLN","23%","",10,null,null,null,null,"5906729013398",null,null,"SZAFIR",null,null,"",null,10,null,"https://www.ospel.pl/sites/all/pliki/import/image/podtynk/szafir/czarny/lp-10zs_m_33.jpg","",null,"10AX250V~, IP20, zaciski bezgwintowe","","",null,null,null,"CZARNY METALIK",null,"0,0510 kg","75 mm","75 mm","21 mm",null,null,"2025-03-03",null,"","https://www.ospel.pl/sites/all/pliki/import/image/podtynk/szafir/czarny/lp-10zs_m_33.jpg","27.33.11.0","8536 50 07"]
[4313,"ŁP-13Z/m/00         ","Łącznik potrójny ",32,1,"szt","PLN","23%","",10,null,null,null,null,"5906729011783",null,null,"SZAFIR",null,null,"",null,10,null,"https://www.ospel.pl/sites/all/pliki/import/image/podtynk/szafir/bialy/lp-13z_m_00.jpg","",null,"10AX/250~, IP-20 zaciski bezgwintowe","","",null,null,null,"BIAŁY",null,"0,0510 kg","75 mm","75 mm","21 mm",null,null,"2025-03-03",null,"","https://www.ospel.pl/sites/all/pliki/import/image/podtynk/szafir/bialy/lp-13z_m_00.jpg","27.33.11.0","8536 50 07"]
[4314,"ŁP-13Z/m/18         ","Łącznik potrójny ",38,1,"szt","PLN","23%","",10,null,null,null,null,"5906729012605",null,null,"SZAFIR",null,null,"",null,10,null,"https://www.ospel.pl/sites/all/pliki/import/image/podtynk/szafir/srebrny/lp-13z_m_18.jpg","",null,"10AX/250~, IP-20 zaciski bezgwintowe","","",null,null,null,"SREBRO",null,"0,0510 kg","75 mm","75 mm","21 mm",null,null,"2025-03-03",null,"","https://www.ospel.pl/sites/all/pliki/import/image/podtynk/szafir/srebrny/lp-13z_m_18.jpg","27.33.11.0","8536 50 07"]
[4322,"ŁP-16Z/m/18         ","Elektroniczny czujnik ruchu ",262.2,1,"szt","PLN","23%","",5,null,null,null,null,"5906729013022",null,null,"SZAFIR",null,null,"",null,5,null,"https://www.ospel.pl/sites/all/pliki/import/image/podtynk/szafir/srebrny/lp-16z_m_18.jpg","",null,"Zasięg działania do 7 metrów","","Tylko na zamówienie",null,null,null,"SREBRO",null,"0,1080 kg","75 mm","75 mm","31 mm",null,null,"2025-03-03",null,"","https://www.ospel.pl/sites/all/pliki/import/image/podtynk/szafir/srebrny/lp-16z_m_18.jpg","27.33.11.0","8536 50 05"]
[4331,"ŁP-17ZS/m/33        ","Łącznik podwójny zwierny z podświetleniem niebieskim",41.4,1,"szt","PLN","23%","",10,null,null,null,null,"5906729013411",null,null,"SZAFIR",null,null,"",null,10,null,"https://www.ospel.pl/sites/all/pliki/import/image/podtynk/szafir/czarny/lp-17zs_m_33.jpg","",null,"10AX250V~, IP20, zaciski bezgwintowe","","",null,null,null,"CZARNY METALIK",null,"0,0470 kg","75 mm","75 mm","21 mm",null,null,"2025-03-03",null,"","https://www.ospel.pl/sites/all/pliki/import/image/podtynk/szafir/czarny/lp-17zs_m_33.jpg","27.33.11.0","8536 50 07"]
[4340,"ŁP-1Z/m/70          ","Łącznik jednobiegunowy ",16.600000000000001,1,"szt","PLN","23%","",10,null,null,null,null,"5906729013992",null,null,"SZAFIR",null,null,"",null,10,null,"https://www.ospel.pl/sites/all/pliki/import/image/podtynk/szafir/szary_mat/lp-1z_m_70.jpg","",null,"10AX250V~, IP20, zaciski bezgwintowe","","",null,null,null,"SZARY MAT",null,"0,0390 kg","75 mm","75 mm","21 mm",null,null,"2025-03-03",null,"","https://www.ospel.pl/sites/all/pliki/import/image/podtynk/szafir/szary_mat/lp-1z_m_70.jpg","27.33.11.0","8536 50 07"]
[4349,"ŁP-21ZS/m/00        ","Łącznik zwierny z podświetleniem białym",22.7,1,"szt","PLN","23%","",10,null,null,null,null,"5906729015699",null,null,"SZAFIR",null,null,"",null,10,null,"https://www.ospel.pl/sites/all/pliki/import/image/podtynk/szafir/bialy/lp-1zs_m_00.jpg","",null,"10AX250V~, IP20, zaciski bezgwintowe","","",null,null,null,"BIAŁY",null,"0,0400 kg","75 mm","75 mm","21 mm",null,null,"2025-03-03",null,"","https://www.ospel.pl/sites/all/pliki/import/image/podtynk/szafir/bialy/lp-1zs_m_00.jpg","27.33.11.0","8536 50 07"]
[4353,"ŁP-2Z/m/00          ","Łącznik dwugrupowy świecznikowy ",13.2,1,"szt","PLN","23%","",10,null,null,null,null,"5906729011554",null,null,"SZAFIR",null,null,"",null,10,null,"https://www.ospel.pl/sites/all/pliki/import/image/podtynk/szafir/bialy/lp-2z_m_00.jpg","",null,"10AX250V~, IP20, zaciski bezgwintowe","","",null,null,null,"BIAŁY",null,"0,0450 kg","75 mm","75 mm","21 mm",null,null,"2025-03-03",null,"","https://www.ospel.pl/sites/all/pliki/import/image/podtynk/szafir/bialy/lp-2z_m_00.jpg","27.33.11.0","8536 50 07"]
[4354,"ŁP-2Z/m/18          ","Łącznik dwugrupowy świecznikowy ",22.5,1,"szt","PLN","23%","",10,null,null,null,null,"5906729012377",null,null,"SZAFIR",null,null,"",null,10,null,"https://www.ospel.pl/sites/all/pliki/import/image/podtynk/szafir/srebrny/lp-2z_m_18.jpg","",null,"10AX250V~, IP20, zaciski bezgwintowe","","",null,null,null,"SREBRO",null,"0,0450 kg","75 mm","75 mm","21 mm",null,null,"2025-03-03",null,"","https://www.ospel.pl/sites/all/pliki/import/image/podtynk/szafir/srebrny/lp-2z_m_18.jpg","27.33.11.0","8536 50 07"]
[4355,"ŁP-2Z/m/33          ","Łącznik dwugrupowy świecznikowy ",22.5,1,"szt","PLN","23%","",10,null,null,null,null,"5906729013190",null,null,"SZAFIR",null,null,"",null,10,null,"https://www.ospel.pl/sites/all/pliki/import/image/podtynk/szafir/czarny/lp-2z_m_33.jpg","",null,"10AX250V~, IP20, zaciski bezgwintowe","","",null,null,null,"CZARNY METALIK",null,"0,0450 kg","75 mm","75 mm","31 mm",null,null,"2025-03-03",null,"","https://www.ospel.pl/sites/all/pliki/import/image/podtynk/szafir/czarny/lp-2z_m_33.jpg","27.33.11.0","8536 50 07"]
[4356,"ŁP-2Z/m/70          ","Łącznik dwugrupowy świecznikowy ",22.5,1,"szt","PLN","23%","",10,null,null,null,null,"5906729014012",null,null,"SZAFIR",null,null,"",null,10,null,"https://www.ospel.pl/sites/all/pliki/import/image/podtynk/szafir/szary_mat/lp-2z_m_70.jpg","",null,"10AX250V~, IP20, zaciski bezgwintowe","","",null,null,null,"SZARY MAT",null,"0,0450 kg","75 mm","75 mm","21 mm",null,null,"2025-03-03",null,"","https://www.ospel.pl/sites/all/pliki/import/image/podtynk/szafir/szary_mat/lp-2z_m_70.jpg","27.33.11.0","8536 50 07"]
[4357,"ŁP-2ZS/m/00         ","Łącznik dwugrupowy świecznikowy z podświetleniem białym",24.7,1,"szt","PLN","23%","",10,null,null,null,null,"5906729011561",null,null,"SZAFIR",null,null,"",null,10,null,"https://www.ospel.pl/sites/all/pliki/import/image/podtynk/szafir/bialy/lp-2zs_m_00.jpg","",null,"10AX250V~, IP20, zaciski bezgwintowe","","",null,null,null,"BIAŁY",null,"0,0460 kg","75 mm","75 mm","21 mm",null,null,"2025-03-03",null,"","https://www.ospel.pl/sites/all/pliki/import/image/podtynk/szafir/bialy/lp-2zs_m_00.jpg","27.33.11.0","8536 50 07"]
[4358,"ŁP-2ZS/m/18         ","Łącznik dwugrupowy świecznikowy z podświetleniem niebieskim",28.1,1,"szt","PLN","23%","",10,null,null,null,null,"5906729012384",null,null,"SZAFIR",null,null,"",null,10,null,"https://www.ospel.pl/sites/all/pliki/import/image/podtynk/szafir/srebrny/lp-2zs_m_18.jpg","",null,"10AX250V~, IP20, zaciski bezgwintowe","","",null,null,null,"SREBRO",null,"0,0460 kg","75 mm","75 mm","21 mm",null,null,"2025-03-03",null,"","https://www.ospel.pl/sites/all/pliki/import/image/podtynk/szafir/srebrny/lp-2zs_m_18.jpg","27.33.11.0","8536 50 07"]
[4359,"ŁP-2ZS/m/33         ","Łącznik dwugrupowy świecznikowy z podświetleniem niebieskim",28.1,1,"szt","PLN","23%","",10,null,null,null,null,"5906729013206",null,null,"SZAFIR",null,null,"",null,10,null,"https://www.ospel.pl/sites/all/pliki/import/image/podtynk/szafir/czarny/lp-2zs_m_33.jpg","",null,"10AX250V~, IP20, zaciski bezgwintowe","","",null,null,null,"CZARNY METALIK",null,"0,0460 kg","75 mm","75 mm","21 mm",null,null,"2025-03-03",null,"","https://www.ospel.pl/sites/all/pliki/import/image/podtynk/szafir/czarny/lp-2zs_m_33.jpg","27.33.11.0","8536 50 07"]
[4360,"ŁP-2ZS/m/70         ","Łącznik dwugrupowy świecznikowy z podświetleniem niebieskim",28.1,1,"szt","PLN","23%","",10,null,null,null,null,"5906729014029",null,null,"SZAFIR",null,null,"",null,10,null,"https://www.ospel.pl/sites/all/pliki/import/image/podtynk/szafir/szary_mat/lp-2zs_m_70.jpg","",null,"10AX250V~, IP20, zaciski bezgwintowe","","",null,null,null,"SZARY MAT",null,"0,0460 kg","75 mm","75 mm","21 mm",null,null,"2025-03-03",null,"","https://www.ospel.pl/sites/all/pliki/import/image/podtynk/szafir/szary_mat/lp-2zs_m_70.jpg","27.33.11.0","8536 50 07"]
[4361,"ŁP-3Z/m/00          ","Łącznik schodowy ",13.6,1,"szt","PLN","23%","",10,null,null,null,null,"5906729011578",null,null,"SZAFIR",null,null,"",null,10,null,"https://www.ospel.pl/sites/all/pliki/import/image/podtynk/szafir/bialy/lp-3z_m_00.jpg","",null,"10AX250V~, IP20, zaciski bezgwintowe","","",null,null,null,"BIAŁY",null,"0,0440 kg","75 mm","75 mm","21 mm",null,null,"2025-03-03",null,"","https://www.ospel.pl/sites/all/pliki/import/image/podtynk/szafir/bialy/lp-3z_m_00.jpg","27.33.11.0","8536 50 07"]
[4362,"ŁP-3Z/m/18          ","Łącznik schodowy ",20,1,"szt","PLN","23%","",10,null,null,null,null,"5906729012391",null,null,"SZAFIR",null,null,"",null,10,null,"https://www.ospel.pl/sites/all/pliki/import/image/podtynk/szafir/srebrny/lp-3z_m_18.jpg","",null,"10AX250V~, IP20, zaciski bezgwintowe","","",null,null,null,"SREBRO",null,"0,0440 kg","75 mm","75 mm","21 mm",null,null,"2025-03-03",null,"","https://www.ospel.pl/sites/all/pliki/import/image/podtynk/szafir/srebrny/lp-3z_m_18.jpg","27.33.11.0","8536 50 07"]
[4363,"ŁP-3Z/m/33          ","Łącznik schodowy ",20,1,"szt","PLN","23%","",10,null,null,null,null,"5906729013213",null,null,"SZAFIR",null,null,"",null,10,null,"https://www.ospel.pl/sites/all/pliki/import/image/podtynk/szafir/czarny/lp-3z_m_33.jpg","",null,"10AX250V~, IP20, zaciski bezgwintowe","","",null,null,null,"CZARNY METALIK",null,"0,0440 kg","75 mm","75 mm","21 mm",null,null,"2025-03-03",null,"","https://www.ospel.pl/sites/all/pliki/import/image/podtynk/szafir/czarny/lp-3z_m_33.jpg","27.33.11.0","8536 50 07"]
[4364,"ŁP-3Z/m/70          ","Łącznik schodowy ",20,1,"szt","PLN","23%","",10,null,null,null,null,"5906729014036",null,null,"SZAFIR",null,null,"",null,10,null,"https://www.ospel.pl/sites/all/pliki/import/image/podtynk/szafir/szary_mat/lp-3z_m_70.jpg","",null,"10AX250V~, IP20, zaciski bezgwintowe","","",null,null,null,"SZARY MAT",null,"0,0440 kg","75 mm","75 mm","21 mm",null,null,"2025-03-03",null,"","https://www.ospel.pl/sites/all/pliki/import/image/podtynk/szafir/szary_mat/lp-3z_m_70.jpg","27.33.11.0","8536 50 07"]
[4365,"ŁP-3ZS/m/00         ","Łącznik schodowy z podświetleniem białym",25,1,"szt","PLN","23%","",10,null,null,null,null,"5906729011585",null,null,"SZAFIR",null,null,"",null,10,null,"https://www.ospel.pl/sites/all/pliki/import/image/podtynk/szafir/bialy/lp-3zs_m_00.jpg","",null,"10AX250V~, IP20, zaciski bezgwintowe","","",null,null,null,"BIAŁY",null,"0,0460 kg","75 mm","75 mm","21 mm",null,null,"2025-03-03",null,"","https://www.ospel.pl/sites/all/pliki/import/image/podtynk/szafir/bialy/lp-3zs_m_00.jpg","27.33.11.0","8536 50 07"]
[4366,"ŁP-3ZS/m/18         ","Łącznik schodowy z podświetleniem niebieskim",28.8,1,"szt","PLN","23%","",10,null,null,null,null,"5906729012407",null,null,"SZAFIR",null,null,"",null,10,null,"https://www.ospel.pl/sites/all/pliki/import/image/podtynk/szafir/srebrny/lp-3zs_m_18.jpg","",null,"10AX250V~, IP20, zaciski bezgwintowe","","",null,null,null,"SREBRO",null,"0,0460 kg","75 mm","75 mm","21 mm",null,null,"2025-03-03",null,"","https://www.ospel.pl/sites/all/pliki/import/image/podtynk/szafir/srebrny/lp-3zs_m_18.jpg","27.33.11.0","8536 50 07"]
[4367,"ŁP-3ZS/m/33         ","Łącznik schodowy z podświetleniem niebieskim",28.8,1,"szt","PLN","23%","",10,null,null,null,null,"5906729013220",null,null,"SZAFIR",null,null,"",null,10,null,"https://www.ospel.pl/sites/all/pliki/import/image/podtynk/szafir/czarny/lp-3zs_m_33.jpg","",null,"10AX250V~, IP20, zaciski bezgwintowe","","",null,null,null,"CZARNY METALIK",null,"0,0460 kg","75 mm","75 mm","21 mm",null,null,"2025-03-03",null,"","https://www.ospel.pl/sites/all/pliki/import/image/podtynk/szafir/czarny/lp-3zs_m_33.jpg","27.33.11.0","8536 50 07"]
[4368,"ŁP-3ZS/m/70         ","Łącznik schodowy z podświetleniem niebieskim",28.8,1,"szt","PLN","23%","",10,null,null,null,null,"5906729014043",null,null,"SZAFIR",null,null,"",null,10,null,"https://www.ospel.pl/sites/all/pliki/import/image/podtynk/szafir/szary_mat/lp-3zs_m_70.jpg","",null,"10AX250V~, IP20, zaciski bezgwintowe","","",null,null,null,"SZARY MAT",null,"0,0460 kg","75 mm","75 mm","21 mm",null,null,"2025-03-03",null,"","https://www.ospel.pl/sites/all/pliki/import/image/podtynk/szafir/szary_mat/lp-3zs_m_70.jpg","27.33.11.0","8536 50 07"]
[4369,"ŁP-4Z/m/00          ","Łącznik krzyżowy ",21.2,1,"szt","PLN","23%","",10,null,null,null,null,"5906729011592",null,null,"SZAFIR",null,null,"",null,10,null,"https://www.ospel.pl/sites/all/pliki/import/image/podtynk/szafir/bialy/lp-4z_m_00.jpg","",null,"10AX250V~, IP20, zaciski bezgwintowe","","",null,null,null,"BIAŁY",null,"0,0470 kg","75 mm","75 mm","21 mm",null,null,"2025-03-03",null,"","https://www.ospel.pl/sites/all/pliki/import/image/podtynk/szafir/bialy/lp-4z_m_00.jpg","27.33.11.0","8536 50 07"]
[4370,"ŁP-4Z/m/18          ","Łącznik krzyżowy ",28.7,1,"szt","PLN","23%","",10,null,null,null,null,"5906729012414",null,null,"SZAFIR",null,null,"",null,10,null,"https://www.ospel.pl/sites/all/pliki/import/image/podtynk/szafir/srebrny/lp-4z_m_18.jpg","",null,"10AX250V~, IP20, zaciski bezgwintowe","","",null,null,null,"SREBRO",null,"0,0470 kg","75 mm","75 mm","21 mm",null,null,"2025-03-03",null,"","https://www.ospel.pl/sites/all/pliki/import/image/podtynk/szafir/srebrny/lp-4z_m_18.jpg","27.33.11.0","8536 50 07"]
[4371,"ŁP-4Z/m/33          ","Łącznik krzyżowy ",28.7,1,"szt","PLN","23%","",10,null,null,null,null,"5906729013237",null,null,"SZAFIR",null,null,"",null,10,null,"https://www.ospel.pl/sites/all/pliki/import/image/podtynk/szafir/czarny/lp-4z_m_33.jpg","",null,"10AX250V~, IP20, zaciski bezgwintowe","","",null,null,null,"CZARNY METALIK",null,"0,0470 kg","75 mm","75 mm","21 mm",null,null,"2025-03-03",null,"","https://www.ospel.pl/sites/all/pliki/import/image/podtynk/szafir/czarny/lp-4z_m_33.jpg","27.33.11.0","8536 50 07"]
[4372,"ŁP-4Z/m/70          ","Łącznik krzyżowy ",28.7,1,"szt","PLN","23%","",10,null,null,null,null,"5906729014050",null,null,"SZAFIR",null,null,"",null,10,null,"https://www.ospel.pl/sites/all/pliki/import/image/podtynk/szafir/szary_mat/lp-4z_m_70.jpg","",null,"10AX250V~, IP20, zaciski bezgwintowe","","",null,null,null,"SZARY MAT",null,"0,0470 kg","75 mm","75 mm","21 mm",null,null,"2025-03-03",null,"","https://www.ospel.pl/sites/all/pliki/import/image/podtynk/szafir/szary_mat/lp-4z_m_70.jpg","27.33.11.0","8536 50 07"]
[4373,"ŁP-4ZS/m/00         ","Łącznik krzyżowy z podświetleniem białym",29.1,1,"szt","PLN","23%","",10,null,null,null,null,"5906729011608",null,null,"SZAFIR",null,null,"",null,10,null,"https://www.ospel.pl/sites/all/pliki/import/image/podtynk/szafir/bialy/lp-4zs_m_00.jpg","",null,"10AX250V~, IP20, zaciski bezgwintowe","","",null,null,null,"BIAŁY",null,"0,0490 kg","75 mm","75 mm","21 mm",null,null,"2025-03-03",null,"","https://www.ospel.pl/sites/all/pliki/import/image/podtynk/szafir/bialy/lp-4zs_m_00.jpg","27.33.11.0","8536 50 07"]
[4374,"ŁP-4ZS/m/18         ","Łącznik krzyżowy z podświetleniem niebieskim",36.799999999999997,1,"szt","PLN","23%","",10,null,null,null,null,"5906729012421",null,null,"SZAFIR",null,null,"",null,10,null,"https://www.ospel.pl/sites/all/pliki/import/image/podtynk/szafir/srebrny/lp-4zs_m_18.jpg","",null,"10AX250V~, IP20, zaciski bezgwintowe","","",null,null,null,"SREBRO",null,"0,0490 kg","75 mm","75 mm","21 mm",null,null,"2025-03-03",null,"","https://www.ospel.pl/sites/all/pliki/import/image/podtynk/szafir/srebrny/lp-4zs_m_18.jpg","27.33.11.0","8536 50 07"]
[4375,"ŁP-4ZS/m/33         ","Łącznik krzyżowy z podświetleniem niebieskim",36.799999999999997,1,"szt","PLN","23%","",10,null,null,null,null,"5906729013244",null,null,"SZAFIR",null,null,"",null,10,null,"https://www.ospel.pl/sites/all/pliki/import/image/podtynk/szafir/czarny/lp-4zs_m_33.jpg","",null,"10AX250V~, IP20, zaciski bezgwintowe","","",null,null,null,"CZARNY METALIK",null,"0,0490 kg","75 mm","75 mm","21 mm",null,null,"2025-03-03",null,"","https://www.ospel.pl/sites/all/pliki/import/image/podtynk/szafir/czarny/lp-4zs_m_33.jpg","27.33.11.0","8536 50 07"]
[4376,"ŁP-4ZS/m/70         ","Łącznik krzyżowy z podświetleniem niebieskim",36.799999999999997,1,"szt","PLN","23%","",10,null,null,null,null,"5906729014067",null,null,"SZAFIR",null,null,"",null,10,null,"https://www.ospel.pl/sites/all/pliki/import/image/podtynk/szafir/szary_mat/lp-4zs_m_70.jpg","",null,"10AX250V~, IP20, zaciski bezgwintowe","","",null,null,null,"SZARY MAT",null,"0,0490 kg","75 mm","75 mm","21 mm",null,null,"2025-03-03",null,"","https://www.ospel.pl/sites/all/pliki/import/image/podtynk/szafir/szary_mat/lp-4zs_m_70.jpg","27.33.11.0","8536 50 07"]
[4377,"ŁP-5Z/m/00          ","Łącznik zwierny \"światło\" ",12.1,1,"szt","PLN","23%","",10,null,null,null,null,"5906729011615",null,null,"SZAFIR",null,null,"",null,10,null,"https://www.ospel.pl/sites/all/pliki/import/image/podtynk/szafir/bialy/lp-5z_m_00.jpg","",null,"10AX250V~, IP20, zaciski bezgwintowe","","",null,null,null,"BIAŁY",null,"0,0390 kg","75 mm","75 mm","21 mm",null,null,"2025-03-03",null,"","https://www.ospel.pl/sites/all/pliki/import/image/podtynk/szafir/bialy/lp-5z_m_00.jpg","27.33.11.0","8536 50 07"]
[4378,"ŁP-5Z/m/18          ","Łącznik zwierny \"światło\" ",18.5,1,"szt","PLN","23%","",10,null,null,null,null,"5906729012438",null,null,"SZAFIR",null,null,"",null,10,null,"https://www.ospel.pl/sites/all/pliki/import/image/podtynk/szafir/srebrny/lp-5z_m_18.jpg","",null,"10AX250V~, IP20, zaciski bezgwintowe","","",null,null,null,"SREBRO",null,"0,0390 kg","75 mm","75 mm","21 mm",null,null,"2025-03-03",null,"","https://www.ospel.pl/sites/all/pliki/import/image/podtynk/szafir/srebrny/lp-5z_m_18.jpg","27.33.11.0","8536 50 07"]
[4379,"ŁP-5Z/m/33          ","Łącznik zwierny \"światło\" ",18.5,1,"szt","PLN","23%","",10,null,null,null,null,"5906729013251",null,null,"SZAFIR",null,null,"",null,10,null,"https://www.ospel.pl/sites/all/pliki/import/image/podtynk/szafir/czarny/lp-5z_m_33.jpg","",null,"10AX250V~, IP20, zaciski bezgwintowe","","",null,null,null,"CZARNY METALIK",null,"0,0390 kg","75 mm","75 mm","21 mm",null,null,"2025-03-03",null,"","https://www.ospel.pl/sites/all/pliki/import/image/podtynk/szafir/czarny/lp-5z_m_33.jpg","27.33.11.0","8536 50 07"]
[4380,"ŁP-5Z/m/70          ","Łącznik zwierny \"światło\" ",18.5,1,"szt","PLN","23%","",10,null,null,null,null,"5906729014074",null,null,"SZAFIR",null,null,"",null,10,null,"https://www.ospel.pl/sites/all/pliki/import/image/podtynk/szafir/szary_mat/lp-5z_m_70.jpg","",null,"10AX250V~, IP20, zaciski bezgwintowe","","",null,null,null,"SZARY MAT",null,"0,0390 kg","75 mm","75 mm","21 mm",null,null,"2025-03-03",null,"","https://www.ospel.pl/sites/all/pliki/import/image/podtynk/szafir/szary_mat/lp-5z_m_70.jpg","27.33.11.0","8536 50 07"]
[4381,"ŁP-5ZS/m/00         ","Łącznik zwierny \"światło\" z podświetleniem białym",22.7,1,"szt","PLN","23%","",10,null,null,null,null,"5906729011622",null,null,"SZAFIR",null,null,"",null,10,null,"https://www.ospel.pl/sites/all/pliki/import/image/podtynk/szafir/bialy/lp-5zs_m_00.jpg","",null,"10AX250V~, IP20, zaciski bezgwintowe","","",null,null,null,"BIAŁY",null,"0,0410 kg","75 mm","75 mm","21 mm",null,null,"2025-03-03",null,"","https://www.ospel.pl/sites/all/pliki/import/image/podtynk/szafir/bialy/lp-5zs_m_00.jpg","27.33.11.0","8536 50 07"]
[4382,"ŁP-5ZS/m/18         ","Łącznik zwierny \"światło\" z podświetleniem niebieskim",27.3,1,"szt","PLN","23%","",10,null,null,null,null,"5906729012445",null,null,"SZAFIR",null,null,"",null,10,null,"https://www.ospel.pl/sites/all/pliki/import/image/podtynk/szafir/srebrny/lp-5zs_m_18.jpg","",null,"10AX250V~, IP20, zaciski bezgwintowe","","",null,null,null,"SREBRO",null,"0,0410 kg","75 mm","75 mm","21 mm",null,null,"2025-03-03",null,"","https://www.ospel.pl/sites/all/pliki/import/image/podtynk/szafir/srebrny/lp-5zs_m_18.jpg","27.33.11.0","8536 50 07"]
[4383,"ŁP-5ZS/m/33         ","Łącznik zwierny \"światło\" z podświetleniem niebieskim",27.3,1,"szt","PLN","23%","",10,null,null,null,null,"5906729013268",null,null,"SZAFIR",null,null,"",null,10,null,"https://www.ospel.pl/sites/all/pliki/import/image/podtynk/szafir/czarny/lp-5zs_m_33.jpg","",null,"10AX250V~, IP20, zaciski bezgwintowe","","",null,null,null,"CZARNY METALIK",null,"0,0410 kg","75 mm","75 mm","21 mm",null,null,"2025-03-03",null,"","https://www.ospel.pl/sites/all/pliki/import/image/podtynk/szafir/czarny/lp-5zs_m_33.jpg","27.33.11.0","8536 50 07"]
[4384,"ŁP-5ZS/m/70         ","Łącznik zwierny \"światło\" z podświetleniem niebieskim",27.3,1,"szt","PLN","23%","",10,null,null,null,null,"5906729014081",null,null,"SZAFIR",null,null,"",null,10,null,"https://www.ospel.pl/sites/all/pliki/import/image/podtynk/szafir/szary_mat/lp-5zs_m_70.jpg","",null,"10AX250V~, IP20, zaciski bezgwintowe","","",null,null,null,"SZARY MAT",null,"0,0410 kg","75 mm","75 mm","21 mm",null,null,"2025-03-03",null,"","https://www.ospel.pl/sites/all/pliki/import/image/podtynk/szafir/szary_mat/lp-5zs_m_70.jpg","27.33.11.0","8536 50 07"]
[4385,"ŁP-6Z/m/00          ","Łącznik zwierny \"dzwonek\" ",12.1,1,"szt","PLN","23%","",10,null,null,null,null,"5906729011639",null,null,"SZAFIR",null,null,"",null,10,null,"https://www.ospel.pl/sites/all/pliki/import/image/podtynk/szafir/bialy/lp-6z_m_00.jpg","",null,"10AX250V~, IP20, zaciski bezgwintowe","","",null,null,null,"BIAŁY",null,"0,0390 kg","75 mm","75 mm","21 mm",null,null,"2025-03-03",null,"","https://www.ospel.pl/sites/all/pliki/import/image/podtynk/szafir/bialy/lp-6z_m_00.jpg","27.33.11.0","8536 50 07"]
[4386,"ŁP-6Z/m/18          ","Łącznik zwierny \"dzwonek\" ",18.5,1,"szt","PLN","23%","",10,null,null,null,null,"5906729012452",null,null,"SZAFIR",null,null,"",null,10,null,"https://www.ospel.pl/sites/all/pliki/import/image/podtynk/szafir/srebrny/lp-6z_m_18.jpg","",null,"10AX250V~, IP20, zaciski bezgwintowe","","",null,null,null,"SREBRO",null,"0,0390 kg","75 mm","75 mm","21 mm",null,null,"2025-03-03",null,"","https://www.ospel.pl/sites/all/pliki/import/image/podtynk/szafir/srebrny/lp-6z_m_18.jpg","27.33.11.0","8536 50 07"]
[4387,"ŁP-6Z/m/33          ","Łącznik zwierny \"dzwonek\" ",18.5,1,"szt","PLN","23%","",10,null,null,null,null,"5906729013275",null,null,"SZAFIR",null,null,"",null,10,null,"https://www.ospel.pl/sites/all/pliki/import/image/podtynk/szafir/czarny/lp-6z_m_33.jpg","",null,"10AX250V~, IP20, zaciski bezgwintowe","","",null,null,null,"CZARNY METALIK",null,"0,0390 kg","75 mm","75 mm","21 mm",null,null,"2025-03-03",null,"","https://www.ospel.pl/sites/all/pliki/import/image/podtynk/szafir/czarny/lp-6z_m_33.jpg","27.33.11.0","8536 50 07"]
[4388,"ŁP-6Z/m/70          ","Łącznik zwierny \"dzwonek\" ",18.5,1,"szt","PLN","23%","",10,null,null,null,null,"5906729014098",null,null,"SZAFIR",null,null,"",null,10,null,"https://www.ospel.pl/sites/all/pliki/import/image/podtynk/szafir/szary_mat/lp-6z_m_70.jpg","",null,"10AX250V~, IP20, zaciski bezgwintowe","","",null,null,null,"SZARY MAT",null,"0,0390 kg","75 mm","75 mm","21 mm",null,null,"2025-03-03",null,"","https://www.ospel.pl/sites/all/pliki/import/image/podtynk/szafir/szary_mat/lp-6z_m_70.jpg","27.33.11.0","8536 50 07"]
[4389,"ŁP-6ZS/m/00         ","Łącznik zwierny \"dzwonek\" z podświetleniem białym",22.7,1,"szt","PLN","23%","",10,null,null,null,null,"5906729011646",null,null,"SZAFIR",null,null,"",null,10,null,"https://www.ospel.pl/sites/all/pliki/import/image/podtynk/szafir/bialy/lp-6zs_m_00.jpg","",null,"10AX250V~, IP20, zaciski bezgwintowe","","",null,null,null,"BIAŁY",null,"0,0400 kg","75 mm","75 mm","21 mm",null,null,"2025-03-03",null,"","https://www.ospel.pl/sites/all/pliki/import/image/podtynk/szafir/bialy/lp-6zs_m_00.jpg","27.33.11.0","8536 50 07"]
[4390,"ŁP-6ZS/m/18         ","Łącznik zwierny \"dzwonek\" z podświetleniem niebieskim",27.3,1,"szt","PLN","23%","",10,null,null,null,null,"5906729012469",null,null,"SZAFIR",null,null,"",null,10,null,"https://www.ospel.pl/sites/all/pliki/import/image/podtynk/szafir/srebrny/lp-6zs_m_18.jpg","",null,"10AX250V~, IP20, zaciski bezgwintowe","","",null,null,null,"SREBRO",null,"0,0400 kg","75 mm","75 mm","21 mm",null,null,"2025-03-03",null,"","https://www.ospel.pl/sites/all/pliki/import/image/podtynk/szafir/srebrny/lp-6zs_m_18.jpg","27.33.11.0","8536 50 07"]
[4391,"ŁP-6ZS/m/33         ","Łącznik zwierny \"dzwonek\" z podświetleniem niebieskim",27.3,1,"szt","PLN","23%","",10,null,null,null,null,"5906729013282",null,null,"SZAFIR",null,null,"",null,10,null,"https://www.ospel.pl/sites/all/pliki/import/image/podtynk/szafir/czarny/lp-6zs_m_33.jpg","",null,"10AX250V~, IP20, zaciski bezgwintowe","","",null,null,null,"CZARNY METALIK",null,"0,0400 kg","75 mm","75 mm","21 mm",null,null,"2025-03-03",null,"","https://www.ospel.pl/sites/all/pliki/import/image/podtynk/szafir/czarny/lp-6zs_m_33.jpg","27.33.11.0","8536 50 07"]
[4392,"ŁP-6ZS/m/70         ","Łącznik zwierny \"dzwonek\" z podświetleniem niebieskim",27.3,1,"szt","PLN","23%","",10,null,null,null,null,"5906729014104",null,null,"SZAFIR",null,null,"",null,10,null,"https://www.ospel.pl/sites/all/pliki/import/image/podtynk/szafir/szary_mat/lp-6zs_m_70.jpg","",null,"10AX250V~, IP20, zaciski bezgwintowe","","",null,null,null,"SZARY MAT",null,"0,0400 kg","75 mm","75 mm","21 mm",null,null,"2025-03-03",null,"","https://www.ospel.pl/sites/all/pliki/import/image/podtynk/szafir/szary_mat/lp-6zs_m_70.jpg","27.33.11.0","8536 50 07"]
[4393,"ŁP-7Z/m/00          ","Łącznik żaluzjowy, zwierny ",23.3,1,"szt","PLN","23%","",10,null,null,null,null,"5906729011653",null,null,"SZAFIR",null,null,"",null,10,null,"https://www.ospel.pl/sites/all/pliki/import/image/podtynk/szafir/bialy/lp-7z_m_00.jpg","",null,"10AX250V~, IP20, zaciski bezgwintowe","","",null,null,null,"BIAŁY",null,"0,0450 kg","75 mm","75 mm","21 mm",null,null,"2025-03-03",null,"","https://www.ospel.pl/sites/all/pliki/import/image/podtynk/szafir/bialy/lp-7z_m_00.jpg","27.33.11.0","8536 50 07"]
[4394,"ŁP-7Z/m/18          ","Łącznik żaluzjowy, zwierny ",30,1,"szt","PLN","23%","",10,null,null,null,null,"5906729012476",null,null,"SZAFIR",null,null,"",null,10,null,"https://www.ospel.pl/sites/all/pliki/import/image/podtynk/szafir/srebrny/lp-7z_m_18.jpg","",null,"10AX250V~, IP20, zaciski bezgwintowe","","",null,null,null,"SREBRO",null,"0,0450 kg","75 mm","75 mm","21 mm",null,null,"2025-03-03",null,"","https://www.ospel.pl/sites/all/pliki/import/image/podtynk/szafir/srebrny/lp-7z_m_18.jpg","27.33.11.0","8536 50 07"]
[4395,"ŁP-7Z/m/33          ","Łącznik żaluzjowy, zwierny ",30,1,"szt","PLN","23%","",10,null,null,null,null,"5906729013299",null,null,"SZAFIR",null,null,"",null,10,null,"https://www.ospel.pl/sites/all/pliki/import/image/podtynk/szafir/czarny/lp-7z_m_33.jpg","",null,"10AX250V~, IP20, zaciski bezgwintowe","","",null,null,null,"CZARNY METALIK",null,"0,0450 kg","75 mm","75 mm","21 mm",null,null,"2025-03-03",null,"","https://www.ospel.pl/sites/all/pliki/import/image/podtynk/szafir/czarny/lp-7z_m_33.jpg","27.33.11.0","8536 50 07"]
[4396,"ŁP-7Z/m/70          ","Łącznik żaluzjowy, zwierny ",30,1,"szt","PLN","23%","",10,null,null,null,null,"5906729014111",null,null,"SZAFIR",null,null,"",null,10,null,"https://www.ospel.pl/sites/all/pliki/import/image/podtynk/szafir/szary_mat/lp-7z_m_70.jpg","",null,"10AX250V~, IP20, zaciski bezgwintowe","","",null,null,null,"SZARY MAT",null,"0,0450 kg","75 mm","75 mm","21 mm",null,null,"2025-03-03",null,"","https://www.ospel.pl/sites/all/pliki/import/image/podtynk/szafir/szary_mat/lp-7z_m_70.jpg","27.33.11.0","8536 50 07"]
[4397,"ŁP-7ZB/m/00         ","Łącznik żaluzjowy z blokadą mechaniczną",33.200000000000003,1,"szt","PLN","23%","",10,null,null,null,null,"5906729011677",null,null,"SZAFIR",null,null,"",null,10,null,"https://www.ospel.pl/sites/all/pliki/import/image/podtynk/szafir/bialy/lp-7zb_m_00.jpg","",null,"10AX250V~, IP20, zaciski bezgwintowe","","",null,null,null,"BIAŁY",null,"0,0450 kg","75 mm","75 mm","21 mm",null,null,"2025-03-03",null,"","https://www.ospel.pl/sites/all/pliki/import/image/podtynk/szafir/bialy/lp-7zb_m_00.jpg","27.33.11.0","8536 50 07"]
[4398,"ŁP-7ZB/m/18         ","Łącznik żaluzjowy z blokadą mechaniczną",40.1,1,"szt","PLN","23%","",10,null,null,null,null,"5906729012490",null,null,"SZAFIR",null,null,"",null,10,null,"https://www.ospel.pl/sites/all/pliki/import/image/podtynk/szafir/srebrny/lp-7z_m_18.jpg","",null,"10AX250V~, IP20, zaciski bezgwintowe","","",null,null,null,"SREBRO",null,"0,0450 kg","75 mm","75 mm","21 mm",null,null,"2025-03-03",null,"","https://www.ospel.pl/sites/all/pliki/import/image/podtynk/szafir/srebrny/lp-7z_m_18.jpg","27.33.11.0","8536 50 07"]
[4399,"ŁP-7ZB/m/33         ","Łącznik żaluzjowy z blokadą mechaniczną",40.1,1,"szt","PLN","23%","",10,null,null,null,null,"5906729013312",null,null,"SZAFIR",null,null,"",null,10,null,"https://www.ospel.pl/sites/all/pliki/import/image/podtynk/szafir/czarny/lp-7z_m_33.jpg","",null,"10AX250V~, IP20, zaciski bezgwintowe","","",null,null,null,"CZARNY METALIK",null,"0,0450 kg","75 mm","75 mm","21 mm",null,null,"2025-03-03",null,"","https://www.ospel.pl/sites/all/pliki/import/image/podtynk/szafir/czarny/lp-7z_m_33.jpg","27.33.11.0","8536 50 07"]
[4400,"ŁP-7ZB/m/70         ","Łącznik żaluzjowy z blokadą mechaniczną",40.1,1,"szt","PLN","23%","",10,null,null,null,null,"5906729014135",null,null,"SZAFIR",null,null,"",null,10,null,"https://www.ospel.pl/sites/all/pliki/import/image/podtynk/szafir/szary_mat/lp-7zb_m_70.jpg","",null,"10AX250V~, IP20, zaciski bezgwintowe","","",null,null,null,"SZARY MAT",null,"0,0450 kg","75 mm","75 mm","21 mm",null,null,"2025-03-03",null,"","https://www.ospel.pl/sites/all/pliki/import/image/podtynk/szafir/szary_mat/lp-7zb_m_70.jpg","27.33.11.0","8536 50 07"]
[4401,"ŁP-7ZBS/m/00        ","Łącznik żaluzjowy z podświetleniem białym z blokadą mechaniczną",42.1,1,"szt","PLN","23%","",10,null,null,null,null,"5906729011684",null,null,"SZAFIR",null,null,"",null,10,null,"https://www.ospel.pl/sites/all/pliki/import/image/podtynk/szafir/bialy/lp-7zbs_m_00.jpg","",null,"10AX250V~, IP20, zaciski bezgwintowe","","",null,null,null,"BIAŁY",null,"0,0450 kg","75 mm","75 mm","21 mm",null,null,"2025-03-03",null,"","https://www.ospel.pl/sites/all/pliki/import/image/podtynk/szafir/bialy/lp-7zbs_m_00.jpg","27.33.11.0","8536 50 07"]
[4402,"ŁP-7ZBS/m/18        ","Łącznik żaluzjowy z podświetleniem niebieskim z blokadą mechaniczną",49.1,1,"szt","PLN","23%","",10,null,null,null,null,"5906729012506",null,null,"SZAFIR",null,null,"",null,10,null,"https://www.ospel.pl/sites/all/pliki/import/image/podtynk/szafir/srebrny/lp-7zs_m_18.jpg","",null,"10AX250V~, IP20, zaciski bezgwintowe","","",null,null,null,"SREBRO",null,"","75 mm","75 mm","21 mm",null,null,"2025-03-03",null,"","https://www.ospel.pl/sites/all/pliki/import/image/podtynk/szafir/srebrny/lp-7zs_m_18.jpg","27.33.11.0","8536 50 07"]
[4403,"ŁP-7ZBS/m/33        ","Łącznik żaluzjowy z podświetleniem niebieskim z blokadą mechaniczną",49.1,1,"szt","PLN","23%","",10,null,null,null,null,"5906729013329",null,null,"SZAFIR",null,null,"",null,10,null,"https://www.ospel.pl/sites/all/pliki/import/image/podtynk/szafir/czarny/lp-7zs_m_33.jpg","",null,"10AX250V~, IP20, zaciski bezgwintowe","","",null,null,null,"CZARNY METALIK",null,"0,0450 kg","75 mm","75 mm","21 mm",null,null,"2025-03-03",null,"","https://www.ospel.pl/sites/all/pliki/import/image/podtynk/szafir/czarny/lp-7zs_m_33.jpg","27.33.11.0","8536 50 07"]
[4404,"ŁP-7ZBS/m/70        ","Łącznik żaluzjowy z podświetleniem niebieskim z blokadą mechaniczną",49.1,1,"szt","PLN","23%","",10,null,null,null,null,"5906729014142",null,null,"SZAFIR",null,null,"",null,10,null,"https://www.ospel.pl/sites/all/pliki/import/image/podtynk/szafir/szary_mat/lp-7zbs_m_70.jpg","",null,"10AX250V~, IP20, zaciski bezgwintowe","","",null,null,null,"SZARY MAT",null,"0,0450 kg","75 mm","75 mm","21 mm",null,null,"2025-03-03",null,"","https://www.ospel.pl/sites/all/pliki/import/image/podtynk/szafir/szary_mat/lp-7zbs_m_70.jpg","27.33.11.0","8536 50 07"]
[4405,"ŁP-7ZS/m/00         ","Łącznik żaluzjowy, zwierny z podświetleniem białym",27.5,1,"szt","PLN","23%","",10,null,null,null,null,"5906729011660",null,null,"SZAFIR",null,null,"",null,10,null,"https://www.ospel.pl/sites/all/pliki/import/image/podtynk/szafir/bialy/lp-7zs_m_00.jpg","",null,"10AX250V~, IP20, zaciski bezgwintowe","","",null,null,null,"BIAŁY",null,"0,0460 kg","75 mm","75 mm","21 mm",null,null,"2025-03-03",null,"","https://www.ospel.pl/sites/all/pliki/import/image/podtynk/szafir/bialy/lp-7zs_m_00.jpg","27.33.11.0","8536 50 07"]
[4406,"ŁP-7ZS/m/18         ","Łącznik żaluzjowy, zwierny z podświetleniem niebieskim",35.4,1,"szt","PLN","23%","",10,null,null,null,null,"5906729012483",null,null,"SZAFIR",null,null,"",null,10,null,"https://www.ospel.pl/sites/all/pliki/import/image/podtynk/szafir/srebrny/lp-7zs_m_18.jpg","",null,"10AX250V~, IP20, zaciski bezgwintowe","","",null,null,null,"SREBRO",null,"0,0460 kg","75 mm","75 mm","21 mm",null,null,"2025-03-03",null,"","https://www.ospel.pl/sites/all/pliki/import/image/podtynk/szafir/srebrny/lp-7zs_m_18.jpg","27.33.11.0","8536 50 07"]
[4407,"ŁP-7ZS/m/33         ","Łącznik żaluzjowy, zwierny z podświetleniem niebieskim",35.4,1,"szt","PLN","23%","",10,null,null,null,null,"5906729013305",null,null,"SZAFIR",null,null,"",null,10,null,"https://www.ospel.pl/sites/all/pliki/import/image/podtynk/szafir/czarny/lp-7zs_m_33.jpg","",null,"10AX250V~, IP20, zaciski bezgwintowe","","",null,null,null,"CZARNY METALIK",null,"0,0460 kg","75 mm","75 mm","21 mm",null,null,"2025-03-03",null,"","https://www.ospel.pl/sites/all/pliki/import/image/podtynk/szafir/czarny/lp-7zs_m_33.jpg","27.33.11.0","8536 50 07"]
[4408,"ŁP-7ZS/m/70         ","Łącznik żaluzjowy, zwierny z podświetleniem niebieskim",35.4,1,"szt","PLN","23%","",10,null,null,null,null,"5906729014128",null,null,"SZAFIR",null,null,"",null,10,null,"https://www.ospel.pl/sites/all/pliki/import/image/podtynk/szafir/szary_mat/lp-7zs_m_70.jpg","",null,"10AX250V~, IP20, zaciski bezgwintowe","","",null,null,null,"SZARY MAT",null,"0,0460 kg","75 mm","75 mm","21 mm",null,null,"2025-03-03",null,"","https://www.ospel.pl/sites/all/pliki/import/image/podtynk/szafir/szary_mat/lp-7zs_m_70.jpg","27.33.11.0","8536 50 07"]
[4409,"ŁP-8ZL2/m/00        ","Ściemniacz uniwersalny do obciążenia żarowego, halogenowego oraz LED",178.7,1,"szt","PLN","23%","",5,null,null,null,null,"5906729011806",null,null,"SZAFIR",null,null,"",null,5,null,"https://www.ospel.pl/sites/all/pliki/import/image/podtynk/szafir/bialy/lp-8zl2_m_00.jpg","",null,"LED 0-100W, GLS 10-250W, 230V~50Hz","","",null,null,null,"BIAŁY",null,"0,1400 kg","75 mm","75 mm","30 mm",null,null,"2025-03-03",null,"","https://www.ospel.pl/sites/all/pliki/import/image/podtynk/szafir/bialy/lp-8zl2_m_00.jpg","27.33.11.0","8536 50 05"]
[4410,"ŁP-8ZL2/m/18        ","Ściemniacz uniwersalny do obciążenia żarowego, halogenowego oraz LED",187,1,"szt","PLN","23%","",5,null,null,null,null,"5906729012629",null,null,"SZAFIR",null,null,"",null,5,null,"https://www.ospel.pl/sites/all/pliki/import/image/podtynk/szafir/srebrny/lp-8zl2_m_18.jpg","",null,"LED 0-100W, GLS 10-250W, 230V~50Hz","","",null,null,null,"SREBRO",null,"0,1400 kg","75 mm","75 mm","30 mm",null,null,"2025-03-03",null,"","https://www.ospel.pl/sites/all/pliki/import/image/podtynk/szafir/srebrny/lp-8zl2_m_18.jpg","27.33.11.0","8536 50 05"]
[4411,"ŁP-8ZL2/m/33        ","Ściemniacz uniwersalny do obciążenia żarowego, halogenowego oraz LED",187,1,"szt","PLN","23%","",5,null,null,null,null,"5906729013442",null,null,"SZAFIR",null,null,"",null,5,null,"https://www.ospel.pl/sites/all/pliki/import/image/podtynk/szafir/czarny/lp-8zl2_m_33.jpg","",null,"LED 0-100W, GLS 10-250W, 230V~50Hz","","",null,null,null,"CZARNY METALIK",null,"0,1400 kg","75 mm","75 mm","30 mm",null,null,"2025-03-03",null,"","https://www.ospel.pl/sites/all/pliki/import/image/podtynk/szafir/czarny/lp-8zl2_m_33.jpg","27.33.11.0","8536 50 05"]
[4412,"ŁP-8ZL2/m/70        ","Ściemniacz uniwersalny do obciążenia żarowego, halogenowego oraz LED",187,1,"szt","PLN","23%","",5,null,null,null,null,"5906729014265",null,null,"SZAFIR",null,null,"",null,5,null,"https://www.ospel.pl/sites/all/pliki/import/image/podtynk/szafir/szary_mat/lp-8zl2_m_70.jpg","",null,"LED 0-100W, GLS 10-250W, 230V~50Hz","","",null,null,null,"SZARY MAT",null,"0,1400 kg","75 mm","75 mm","30 mm",null,null,"2025-03-03",null,"","https://www.ospel.pl/sites/all/pliki/import/image/podtynk/szafir/szary_mat/lp-8zl2_m_70.jpg","27.33.11.0","8536 50 05"]
[4413,"ŁP-9Z/m/00          ","Łącznik schodowy + jednobiegunowy ",25.5,1,"szt","PLN","23%","",10,null,null,null,null,"5906729011721",null,null,"SZAFIR",null,null,"",null,10,null,"https://www.ospel.pl/sites/all/pliki/import/image/podtynk/szafir/bialy/lp-9z_m_00.jpg","",null,"10AX250V~, IP20, zaciski bezgwintowe","","",null,null,null,"BIAŁY",null,"0,0480 kg","75 mm","75 mm","21 mm",null,null,"2025-03-03",null,"","https://www.ospel.pl/sites/all/pliki/import/image/podtynk/szafir/bialy/lp-9z_m_00.jpg","27.33.11.0","8536 50 07"]
[4414,"ŁP-9Z/m/18          ","Łącznik schodowy + jednobiegunowy ",29.8,1,"szt","PLN","23%","",10,null,null,null,null,"5906729012544",null,null,"SZAFIR",null,null,"",null,10,null,"https://www.ospel.pl/sites/all/pliki/import/image/podtynk/szafir/srebrny/lp-9z_m_18.jpg","",null,"10AX250V~, IP20, zaciski bezgwintowe","","",null,null,null,"SREBRO",null,"0,0480 kg","75 mm","75 mm","21 mm",null,null,"2025-03-03",null,"","https://www.ospel.pl/sites/all/pliki/import/image/podtynk/szafir/srebrny/lp-9z_m_18.jpg","27.33.11.0","8536 50 07"]
[4415,"ŁP-9Z/m/33          ","Łącznik schodowy + jednobiegunowy ",29.8,1,"szt","PLN","23%","",10,null,null,null,null,"5906729013367",null,null,"SZAFIR",null,null,"",null,10,null,"https://www.ospel.pl/sites/all/pliki/import/image/podtynk/szafir/czarny/lp-9z_m_33.jpg","",null,"10AX250V~, IP20, zaciski bezgwintowe","","",null,null,null,"CZARNY METALIK",null,"0,0480 kg","75 mm","75 mm","21 mm",null,null,"2025-03-03",null,"","https://www.ospel.pl/sites/all/pliki/import/image/podtynk/szafir/czarny/lp-9z_m_33.jpg","27.33.11.0","8536 50 07"]
[4416,"ŁP-9Z/m/70          ","Łącznik schodowy + jednobiegunowy ",29.8,1,"szt","PLN","23%","",10,null,null,null,null,"5906729014180",null,null,"SZAFIR",null,null,"",null,10,null,"https://www.ospel.pl/sites/all/pliki/import/image/podtynk/szafir/szary_mat/lp-9z_m_70.jpg","",null,"10AX250V~, IP20, zaciski bezgwintowe","","",null,null,null,"SZARY MAT",null,"0,0480 kg","75 mm","75 mm","21 mm",null,null,"2025-03-03",null,"","https://www.ospel.pl/sites/all/pliki/import/image/podtynk/szafir/szary_mat/lp-9z_m_70.jpg","27.33.11.0","8536 50 07"]
[4417,"ŁP-9ZS/m/00         ","Łącznik schodowy + jednobiegunowy z podświetleniem białym",34.299999999999997,1,"szt","PLN","23%","",10,null,null,null,null,"5906729011738",null,null,"SZAFIR",null,null,"",null,10,null,"https://www.ospel.pl/sites/all/pliki/import/image/podtynk/szafir/bialy/lp-9zs_m_00.jpg","",null,"10AX250V~, IP20, zaciski bezgwintowe","","",null,null,null,"BIAŁY",null,"0,0490 kg","75 mm","75 mm","21 mm",null,null,"2025-03-03",null,"","https://www.ospel.pl/sites/all/pliki/import/image/podtynk/szafir/bialy/lp-9zs_m_00.jpg","27.33.11.0","8536 50 07"]
[4418,"ŁP-9ZS/m/18         ","Łącznik schodowy + jednobiegunowy z podświetleniem niebieskim",38.9,1,"szt","PLN","23%","",10,null,null,null,null,"5906729012551",null,null,"SZAFIR",null,null,"",null,10,null,"https://www.ospel.pl/sites/all/pliki/import/image/podtynk/szafir/srebrny/lp-9zs_m_18.jpg","",null,"10AX250V~, IP20, zaciski bezgwintowe","","",null,null,null,"SREBRO",null,"0,0490 kg","75 mm","75 mm","21 mm",null,null,"2025-03-03",null,"","https://www.ospel.pl/sites/all/pliki/import/image/podtynk/szafir/srebrny/lp-9zs_m_18.jpg","27.33.11.0","8536 50 07"]
[4419,"ŁP-9ZS/m/33         ","Łącznik schodowy + jednobiegunowy z podświetleniem niebieskim",38.9,1,"szt","PLN","23%","",10,null,null,null,null,"5906729013374",null,null,"SZAFIR",null,null,"",null,10,null,"https://www.ospel.pl/sites/all/pliki/import/image/podtynk/szafir/czarny/lp-9zs_m_33.jpg","",null,"10AX250V~, IP20, zaciski bezgwintowe","","",null,null,null,"CZARNY METALIK",null,"0,0490 kg","75 mm","75 mm","21 mm",null,null,"2025-03-03",null,"","https://www.ospel.pl/sites/all/pliki/import/image/podtynk/szafir/czarny/lp-9zs_m_33.jpg","27.33.11.0","8536 50 07"]
[4420,"ŁP-9ZS/m/70         ","Łącznik schodowy + jednobiegunowy z podświetleniem niebieskim",38.9,1,"szt","PLN","23%","",10,null,null,null,null,"5906729014197",null,null,"SZAFIR",null,null,"",null,10,null,"https://www.ospel.pl/sites/all/pliki/import/image/podtynk/szafir/szary_mat/lp-9zs_m_70.jpg","",null,"10AX250V~, IP20, zaciski bezgwintowe","","",null,null,null,"SZARY MAT",null,"0,0490 kg","75 mm","75 mm","21 mm",null,null,"2025-03-03",null,"","https://www.ospel.pl/sites/all/pliki/import/image/podtynk/szafir/szary_mat/lp-9zs_m_70.jpg","27.33.11.0","8536 50 07"]
[4421,"O-1Z                ","Osłona ochronna ",2.7,1,"szt","PLN","23%","",20,null,null,null,null,"5906729015644",null,null,"SZAFIR",null,null,"",null,20,null,"https://www.ospel.pl/sites/all/pliki/import/image/podtynk/szafir/bialy/o-1z.jpg","",null,"","","",null,null,null,"BEZBARWNY",null,"","71 mm","71 mm","",null,null,"2025-03-03",null,"","https://www.ospel.pl/sites/all/pliki/import/image/podtynk/szafir/bialy/o-1z.jpg","27.33.13.0","8536 90 01"]
[4422,"R-1Z/00             ","Ramka pojedyncza ",3,1,"szt","PLN","23%","",10,null,null,null,null,"5906729012230",null,null,"SZAFIR",null,null,"",null,10,null,"https://www.ospel.pl/sites/all/pliki/import/image/podtynk/szafir/bialy/r-1z_00.jpg","",null,"Tworzywo poliwęglan","","",null,null,null,"BIAŁY",null,"","82 mm","82 mm","",null,null,"2025-03-03",null,"","https://www.ospel.pl/sites/all/pliki/import/image/podtynk/szafir/bialy/r-1z_00.jpg","27.33.13.0","8536 90 01"]
[4423,"R-1Z/18             ","Ramka pojedyncza ",8,1,"szt","PLN","23%","",10,null,null,null,null,"5906729013053",null,null,"SZAFIR",null,null,"",null,10,null,"https://www.ospel.pl/sites/all/pliki/import/image/podtynk/szafir/srebrny/r-1z_18.jpg","",null,"Tworzywo poliwęglan","","",null,null,null,"SREBRO",null,"","82 mm","82 mm","",null,null,"2025-03-03",null,"","https://www.ospel.pl/sites/all/pliki/import/image/podtynk/szafir/srebrny/r-1z_18.jpg","27.33.13.0","8536 90 01"]
[4424,"R-1Z/33             ","Ramka pojedyncza ",8,1,"szt","PLN","23%","",10,null,null,null,null,"5906729013879",null,null,"SZAFIR",null,null,"",null,10,null,"https://www.ospel.pl/sites/all/pliki/import/image/podtynk/szafir/czarny/r-1z_33.jpg","",null,"Tworzywo poliwęglan","","",null,null,null,"CZARNY METALIK",null,"","82 mm","82 mm","",null,null,"2025-03-03",null,"","https://www.ospel.pl/sites/all/pliki/import/image/podtynk/szafir/czarny/r-1z_33.jpg","27.33.13.0","8536 90 01"]
[4425,"R-1Z/70             ","Ramka pojedyncza ",8,1,"szt","PLN","23%","",10,null,null,null,null,"5906729014692",null,null,"SZAFIR",null,null,"",null,10,null,"https://www.ospel.pl/sites/all/pliki/import/image/podtynk/szafir/szary_mat/r-1z_70.jpg","",null,"Tworzywo poliwęglan","","",null,null,null,"SZARY MAT",null,"","82 mm","82 mm","",null,null,"2025-03-03",null,"","https://www.ospel.pl/sites/all/pliki/import/image/podtynk/szafir/szary_mat/r-1z_70.jpg","27.33.13.0","8536 90 01"]
[4426,"R-2Z/00             ","Ramka podwójna ",6.2,1,"szt","PLN","23%","",10,null,null,null,null,"5906729012247",null,null,"SZAFIR",null,null,"",null,10,null,"https://www.ospel.pl/sites/all/pliki/import/image/podtynk/szafir/bialy/r-2z_00.jpg","",null,"Tworzywo poliwęglan","","",null,null,null,"BIAŁY",null,"","82 mm","153 mm","",null,null,"2025-03-03",null,"","https://www.ospel.pl/sites/all/pliki/import/image/podtynk/szafir/bialy/r-2z_00.jpg","27.33.13.0","8536 90 01"]
[4427,"R-2Z/18             ","Ramka podwójna ",11.8,1,"szt","PLN","23%","",10,null,null,null,null,"5906729013060",null,null,"SZAFIR",null,null,"",null,10,null,"https://www.ospel.pl/sites/all/pliki/import/image/podtynk/szafir/srebrny/r-2z_18.jpg","",null,"Tworzywo poliwęglan","","",null,null,null,"SREBRO",null,"","82 mm","153 mm","",null,null,"2025-03-03",null,"","https://www.ospel.pl/sites/all/pliki/import/image/podtynk/szafir/srebrny/r-2z_18.jpg","27.33.13.0","8536 90 01"]
[4428,"R-2Z/33             ","Ramka podwójna ",11.8,1,"szt","PLN","23%","",10,null,null,null,null,"5906729013886",null,null,"SZAFIR",null,null,"",null,10,null,"https://www.ospel.pl/sites/all/pliki/import/image/podtynk/szafir/czarny/r-2z_33.jpg","",null,"Tworzywo poliwęglan","","",null,null,null,"CZARNY METALIK",null,"","82 mm","153 mm","",null,null,"2025-03-03",null,"","https://www.ospel.pl/sites/all/pliki/import/image/podtynk/szafir/czarny/r-2z_33.jpg","27.33.13.0","8536 90 01"]
[4429,"R-2Z/70             ","Ramka podwójna ",11.8,1,"szt","PLN","23%","",10,null,null,null,null,"5906729014708",null,null,"SZAFIR",null,null,"",null,10,null,"https://www.ospel.pl/sites/all/pliki/import/image/podtynk/szafir/szary_mat/r-2z_70.jpg","",null,"Tworzywo poliwęglan","","",null,null,null,"SZARY MAT",null,"","82 mm","153 mm","",null,null,"2025-03-03",null,"","https://www.ospel.pl/sites/all/pliki/import/image/podtynk/szafir/szary_mat/r-2z_70.jpg","27.33.13.0","8536 90 01"]
[4430,"R-3Z/00             ","Ramka potrójna ",9.1999999999999993,1,"szt","PLN","23%","",10,null,null,null,null,"5906729012254",null,null,"SZAFIR",null,null,"",null,10,null,"https://www.ospel.pl/sites/all/pliki/import/image/podtynk/szafir/bialy/r-3z_00.jpg","",null,"Tworzywo poliwęglan","","",null,null,null,"BIAŁY",null,"","82 mm","224 mm","",null,null,"2025-03-03",null,"","https://www.ospel.pl/sites/all/pliki/import/image/podtynk/szafir/bialy/r-3z_00.jpg","27.33.13.0","8536 90 01"]
[4431,"R-3Z/18             ","Ramka potrójna ",15.8,1,"szt","PLN","23%","",10,null,null,null,null,"5906729013077",null,null,"SZAFIR",null,null,"",null,10,null,"https://www.ospel.pl/sites/all/pliki/import/image/podtynk/szafir/srebrny/r-3z_18.jpg","",null,"Tworzywo poliwęglan","","",null,null,null,"SREBRO",null,"","82 mm","224 mm","",null,null,"2025-03-03",null,"","https://www.ospel.pl/sites/all/pliki/import/image/podtynk/szafir/srebrny/r-3z_18.jpg","27.33.13.0","8536 90 01"]
[4432,"R-3Z/33             ","Ramka potrójna ",15.8,1,"szt","PLN","23%","",10,null,null,null,null,"5906729013893",null,null,"SZAFIR",null,null,"",null,10,null,"https://www.ospel.pl/sites/all/pliki/import/image/podtynk/szafir/czarny/r-3z_33.jpg","",null,"Tworzywo poliwęglan","","",null,null,null,"CZARNY METALIK",null,"","82 mm","224 mm","",null,null,"2025-03-03",null,"","https://www.ospel.pl/sites/all/pliki/import/image/podtynk/szafir/czarny/r-3z_33.jpg","27.33.13.0","8536 90 01"]
[4433,"R-3Z/70             ","Ramka potrójna ",15.8,1,"szt","PLN","23%","",10,null,null,null,null,"5906729014715",null,null,"SZAFIR",null,null,"",null,10,null,"https://www.ospel.pl/sites/all/pliki/import/image/podtynk/szafir/szary_mat/r-3z_70.jpg","",null,"Tworzywo poliwęglan","","",null,null,null,"SZARY MAT",null,"","82 mm","224 mm","",null,null,"2025-03-03",null,"","https://www.ospel.pl/sites/all/pliki/import/image/podtynk/szafir/szary_mat/r-3z_70.jpg","27.33.13.0","8536 90 01"]
[4434,"R-4Z/00             ","Ramka poczwórna ",13.2,1,"szt","PLN","23%","",10,null,null,null,null,"5906729012261",null,null,"SZAFIR",null,null,"",null,10,null,"https://www.ospel.pl/sites/all/pliki/import/image/podtynk/szafir/bialy/r-4z_00.jpg","",null,"Tworzywo poliwęglan","","",null,null,null,"BIAŁY",null,"","82 mm","295 mm","",null,null,"2025-03-03",null,"","https://www.ospel.pl/sites/all/pliki/import/image/podtynk/szafir/bialy/r-4z_00.jpg","27.33.13.0","8536 90 01"]
[4435,"R-4Z/18             ","Ramka poczwórna ",20.7,1,"szt","PLN","23%","",10,null,null,null,null,"5906729013084",null,null,"SZAFIR",null,null,"",null,10,null,"https://www.ospel.pl/sites/all/pliki/import/image/podtynk/szafir/srebrny/r-4z_18.jpg","",null,"Tworzywo poliwęglan","","",null,null,null,"SREBRO",null,"","82 mm","295 mm","",null,null,"2025-03-03",null,"","https://www.ospel.pl/sites/all/pliki/import/image/podtynk/szafir/srebrny/r-4z_18.jpg","27.33.13.0","8536 90 01"]
[4436,"R-4Z/33             ","Ramka poczwórna ",20.7,1,"szt","PLN","23%","",10,null,null,null,null,"5906729013909",null,null,"SZAFIR",null,null,"",null,10,null,"https://www.ospel.pl/sites/all/pliki/import/image/podtynk/szafir/czarny/r-4z_33.jpg","",null,"Tworzywo poliwęglan","","",null,null,null,"CZARNY METALIK",null,"","82 mm","295 mm","",null,null,"2025-03-03",null,"","https://www.ospel.pl/sites/all/pliki/import/image/podtynk/szafir/czarny/r-4z_33.jpg","27.33.13.0","8536 90 01"]
[4437,"R-4Z/70             ","Ramka poczwórna ",20.7,1,"szt","PLN","23%","",10,null,null,null,null,"5906729014722",null,null,"SZAFIR",null,null,"",null,10,null,"https://www.ospel.pl/sites/all/pliki/import/image/podtynk/szafir/szary_mat/r-4z_70.jpg","",null,"Tworzywo poliwęglan","","",null,null,null,"SZARY MAT",null,"","82 mm","295 mm","",null,null,"2025-03-03",null,"","https://www.ospel.pl/sites/all/pliki/import/image/podtynk/szafir/szary_mat/r-4z_70.jpg","27.33.13.0","8536 90 01"]
[4438,"R-5Z/00             ","Ramka pięciokrotna ",16,1,"szt","PLN","23%","",10,null,null,null,null,"5906729012278",null,null,"SZAFIR",null,null,"",null,10,null,"https://www.ospel.pl/sites/all/pliki/import/image/podtynk/szafir/bialy/r-5z_00.jpg","",null,"Tworzywo poliwęglan","","",null,null,null,"BIAŁY",null,"","82 mm","366 mm","",null,null,"2025-03-03",null,"","https://www.ospel.pl/sites/all/pliki/import/image/podtynk/szafir/bialy/r-5z_00.jpg","27.33.13.0","8536 90 01"]
[4439,"R-5Z/18             ","Ramka pięciokrotna ",22.9,1,"szt","PLN","23%","",10,null,null,null,null,"5906729013091",null,null,"SZAFIR",null,null,"",null,10,null,"https://www.ospel.pl/sites/all/pliki/import/image/podtynk/szafir/srebrny/r-5z_18.jpg","",null,"Tworzywo poliwęglan","","",null,null,null,"SREBRO",null,"","82 mm","366 mm","",null,null,"2025-03-03",null,"","https://www.ospel.pl/sites/all/pliki/import/image/podtynk/szafir/srebrny/r-5z_18.jpg","27.33.13.0","8536 90 01"]
[4440,"R-5Z/33             ","Ramka pięciokrotna ",22.9,1,"szt","PLN","23%","",10,null,null,null,null,"5906729013916",null,null,"SZAFIR",null,null,"",null,10,null,"https://www.ospel.pl/sites/all/pliki/import/image/podtynk/szafir/czarny/r-5z_33.jpg","",null,"Tworzywo poliwęglan","","",null,null,null,"CZARNY METALIK",null,"","82 mm","366 mm","",null,null,"2025-03-03",null,"","https://www.ospel.pl/sites/all/pliki/import/image/podtynk/szafir/czarny/r-5z_33.jpg","27.33.13.0","8536 90 01"]
[4441,"R-5Z/70             ","Ramka pięciokrotna ",22.9,1,"szt","PLN","23%","",10,null,null,null,null,"5906729014739",null,null,"SZAFIR",null,null,"",null,10,null,"https://www.ospel.pl/sites/all/pliki/import/image/podtynk/szafir/szary_mat/r-5z_70.jpg","",null,"Tworzywo poliwęglan","","",null,null,null,"SZARY MAT",null,"","82 mm","366 mm","",null,null,"2025-03-03",null,"","https://www.ospel.pl/sites/all/pliki/import/image/podtynk/szafir/szary_mat/r-5z_70.jpg","27.33.13.0","8536 90 01"]
[4442,"RH-1Z/00            ","Ramka pojedyncza do łączników IP-44 ",4.0999999999999996,1,"szt","PLN","23%","",10,null,null,null,null,"5906729012285",null,null,"SZAFIR",null,null,"",null,10,null,"https://www.ospel.pl/sites/all/pliki/import/image/podtynk/szafir/bialy/rh-1z_00.jpg","",null,"Tworzywo poliwęglan","","",null,null,null,"BIAŁY",null,"","82 mm","82 mm","",null,null,"2025-03-03",null,"","https://www.ospel.pl/sites/all/pliki/import/image/podtynk/szafir/bialy/rh-1z_00.jpg","27.33.13.0","8536 90 01"]
[4443,"RH-1Z/18            ","Ramka pojedyncza do łączników IP-44 ",8.1999999999999993,1,"szt","PLN","23%","",10,null,null,null,null,"5906729013107",null,null,"SZAFIR",null,null,"",null,10,null,"https://www.ospel.pl/sites/all/pliki/import/image/podtynk/szafir/srebrny/rh-1z_18.jpg","",null,"Tworzywo poliwęglan","","",null,null,null,"SREBRO",null,"","82 mm","82 mm","",null,null,"2025-03-03",null,"","https://www.ospel.pl/sites/all/pliki/import/image/podtynk/szafir/srebrny/rh-1z_18.jpg","27.33.13.0","8536 90 01"]
[4444,"RH-1Z/33            ","Ramka pojedyncza do łączników IP-44 ",8.1999999999999993,1,"szt","PLN","23%","",10,null,null,null,null,"5906729013923",null,null,"SZAFIR",null,null,"",null,10,null,"https://www.ospel.pl/sites/all/pliki/import/image/podtynk/szafir/czarny/rh-1z_33.jpg","",null,"Tworzywo poliwęglan","","",null,null,null,"CZARNY METALIK",null,"","82 mm","82 mm","",null,null,"2025-03-03",null,"","https://www.ospel.pl/sites/all/pliki/import/image/podtynk/szafir/czarny/rh-1z_33.jpg","27.33.13.0","8536 90 01"]
[4445,"RH-1Z/70            ","Ramka pojedyncza do łączników IP-44 ",8.1999999999999993,1,"szt","PLN","23%","",10,null,null,null,null,"5906729014746",null,null,"SZAFIR",null,null,"",null,10,null,"https://www.ospel.pl/sites/all/pliki/import/image/podtynk/szafir/szary_mat/rh-1z_70.jpg","",null,"Tworzywo poliwęglan","","",null,null,null,"SZARY MAT",null,"","82 mm","82 mm","",null,null,"2025-03-03",null,"","https://www.ospel.pl/sites/all/pliki/import/image/podtynk/szafir/szary_mat/rh-1z_70.jpg","27.33.13.0","8536 90 01"]
[4446,"RH-2Z/00            ","Ramka podwójna do łączników IP-44 ",7.1,1,"szt","PLN","23%","",10,null,null,null,null,"5906729012292",null,null,"SZAFIR",null,null,"",null,10,null,"https://www.ospel.pl/sites/all/pliki/import/image/podtynk/szafir/bialy/rh-2z_00.jpg","",null,"Tworzywo poliwęglan","","",null,null,null,"BIAŁY",null,"","82 mm","153 mm","",null,null,"2025-03-03",null,"","https://www.ospel.pl/sites/all/pliki/import/image/podtynk/szafir/bialy/rh-2z_00.jpg","27.33.13.0","8536 90 01"]
[4447,"RH-2Z/18            ","Ramka podwójna do łączników IP-44 ",12,1,"szt","PLN","23%","",10,null,null,null,null,"5906729013114",null,null,"SZAFIR",null,null,"",null,10,null,"https://www.ospel.pl/sites/all/pliki/import/image/podtynk/szafir/srebrny/rh-2z_18.jpg","",null,"Tworzywo poliwęglan","","",null,null,null,"SREBRO",null,"","82 mm","153 mm","",null,null,"2025-03-03",null,"","https://www.ospel.pl/sites/all/pliki/import/image/podtynk/szafir/srebrny/rh-2z_18.jpg","27.33.13.0","8536 90 01"]
[4448,"RH-2Z/33            ","Ramka podwójna do łączników IP-44 ",12,1,"szt","PLN","23%","",10,null,null,null,null,"5906729013930",null,null,"SZAFIR",null,null,"",null,10,null,"https://www.ospel.pl/sites/all/pliki/import/image/podtynk/szafir/czarny/rh-2z_33.jpg","",null,"Tworzywo poliwęglan","","",null,null,null,"CZARNY METALIK",null,"","82 mm","153 mm","",null,null,"2025-03-03",null,"","https://www.ospel.pl/sites/all/pliki/import/image/podtynk/szafir/czarny/rh-2z_33.jpg","27.33.13.0","8536 90 01"]
[4449,"RH-2Z/70            ","Ramka podwójna do łączników IP-44 ",12,1,"szt","PLN","23%","",10,null,null,null,null,"5906729014753",null,null,"SZAFIR",null,null,"",null,10,null,"https://www.ospel.pl/sites/all/pliki/import/image/podtynk/szafir/szary_mat/rh-2z_70.jpg","",null,"Tworzywo poliwęglan","","",null,null,null,"SZARY MAT",null,"","82 mm","153 mm","",null,null,"2025-03-03",null,"","https://www.ospel.pl/sites/all/pliki/import/image/podtynk/szafir/szary_mat/rh-2z_70.jpg","27.33.13.0","8536 90 01"]
[4450,"RH-3Z/00            ","Ramka potrójna do łączników IP-44 ",10.199999999999999,1,"szt","PLN","23%","",10,null,null,null,null,"5906729012308",null,null,"SZAFIR",null,null,"",null,10,null,"https://www.ospel.pl/sites/all/pliki/import/image/podtynk/szafir/bialy/rh-3z_00.jpg","",null,"Tworzywo poliwęglan","","",null,null,null,"BIAŁY",null,"","82 mm","224 mm","",null,null,"2025-03-03",null,"","https://www.ospel.pl/sites/all/pliki/import/image/podtynk/szafir/bialy/rh-3z_00.jpg","27.33.13.0","8536 90 01"]
[4451,"RH-3Z/18            ","Ramka potrójna do łączników IP-44 ",16,1,"szt","PLN","23%","",10,null,null,null,null,"5906729013121",null,null,"SZAFIR",null,null,"",null,10,null,"https://www.ospel.pl/sites/all/pliki/import/image/podtynk/szafir/srebrny/rh-3z_18.jpg","",null,"Tworzywo poliwęglan","","",null,null,null,"SREBRO",null,"","82 mm","224 mm","",null,null,"2025-03-03",null,"","https://www.ospel.pl/sites/all/pliki/import/image/podtynk/szafir/srebrny/rh-3z_18.jpg","27.33.13.0","8536 90 01"]
[4452,"RH-3Z/33            ","Ramka potrójna do łączników IP-44 ",16,1,"szt","PLN","23%","",10,null,null,null,null,"5906729013947",null,null,"SZAFIR",null,null,"",null,10,null,"https://www.ospel.pl/sites/all/pliki/import/image/podtynk/szafir/czarny/rh-3z_33.jpg","",null,"Tworzywo poliwęglan","","",null,null,null,"CZARNY METALIK",null,"","82 mm","224 mm","",null,null,"2025-03-03",null,"","https://www.ospel.pl/sites/all/pliki/import/image/podtynk/szafir/czarny/rh-3z_33.jpg","27.33.13.0","8536 90 01"]
[4453,"RH-3Z/70            ","Ramka potrójna do łączników IP-44 ",16,1,"szt","PLN","23%","",10,null,null,null,null,"5906729014760",null,null,"SZAFIR",null,null,"",null,10,null,"https://www.ospel.pl/sites/all/pliki/import/image/podtynk/szafir/szary_mat/rh-3z_70.jpg","",null,"Tworzywo poliwęglan","","",null,null,null,"SZARY MAT",null,"","82 mm","224 mm","",null,null,"2025-03-03",null,"","https://www.ospel.pl/sites/all/pliki/import/image/podtynk/szafir/szary_mat/rh-3z_70.jpg","27.33.13.0","8536 90 01"]
[4454,"RH-4Z/00            ","Ramka poczwórna do łączników IP-44 ",14.2,1,"szt","PLN","23%","",10,null,null,null,null,"5906729012315",null,null,"SZAFIR",null,null,"",null,10,null,"https://www.ospel.pl/sites/all/pliki/import/image/podtynk/szafir/bialy/rh-4z_00.jpg","",null,"Tworzywo poliwęglan","","",null,null,null,"BIAŁY",null,"","82 mm","295 mm","",null,null,"2025-03-03",null,"","https://www.ospel.pl/sites/all/pliki/import/image/podtynk/szafir/bialy/rh-4z_00.jpg","27.33.13.0","8536 90 01"]
[4455,"RH-4Z/18            ","Ramka poczwórna do łączników IP-44 ",21,1,"szt","PLN","23%","",10,null,null,null,null,"5906729013138",null,null,"SZAFIR",null,null,"",null,10,null,"https://www.ospel.pl/sites/all/pliki/import/image/podtynk/szafir/srebrny/rh-4z_18.jpg","",null,"Tworzywo poliwęglan","","",null,null,null,"SREBRO",null,"","82 mm","295 mm","",null,null,"2025-03-03",null,"","https://www.ospel.pl/sites/all/pliki/import/image/podtynk/szafir/srebrny/rh-4z_18.jpg","27.33.13.0","8536 90 01"]
[4456,"RH-4Z/33            ","Ramka poczwórna do łączników IP-44 ",21,1,"szt","PLN","23%","",10,null,null,null,null,"5906729013954",null,null,"SZAFIR",null,null,"",null,10,null,"https://www.ospel.pl/sites/all/pliki/import/image/podtynk/szafir/czarny/rh-4z_33.jpg","",null,"Tworzywo poliwęglan","","",null,null,null,"CZARNY METALIK",null,"","82 mm","295 mm","",null,null,"2025-03-03",null,"","https://www.ospel.pl/sites/all/pliki/import/image/podtynk/szafir/czarny/rh-4z_33.jpg","27.33.13.0","8536 90 01"]
[4457,"RH-4Z/70            ","Ramka poczwórna do łączników IP-44 ",21,1,"szt","PLN","23%","",10,null,null,null,null,"5906729014777",null,null,"SZAFIR",null,null,"",null,10,null,"https://www.ospel.pl/sites/all/pliki/import/image/podtynk/szafir/szary_mat/rh-4z_70.jpg","",null,"Tworzywo poliwęglan","","",null,null,null,"SZARY MAT",null,"","82 mm","295 mm","",null,null,"2025-03-03",null,"","https://www.ospel.pl/sites/all/pliki/import/image/podtynk/szafir/szary_mat/rh-4z_70.jpg","27.33.13.0","8536 90 01"]
[4458,"RH-5Z/00            ","Ramka pięciokrotna do łączników IP-44 ",17,1,"szt","PLN","23%","",10,null,null,null,null,"5906729012322",null,null,"SZAFIR",null,null,"",null,10,null,"https://www.ospel.pl/sites/all/pliki/import/image/podtynk/szafir/bialy/rh-5z_00.jpg","",null,"Tworzywo poliwęglan","","",null,null,null,"BIAŁY",null,"","82 mm","366 mm","",null,null,"2025-03-03",null,"","https://www.ospel.pl/sites/all/pliki/import/image/podtynk/szafir/bialy/rh-5z_00.jpg","27.33.13.0","8536 90 01"]
[4459,"RH-5Z/18            ","Ramka pięciokrotna do łączników IP-44 ",23.1,1,"szt","PLN","23%","",10,null,null,null,null,"5906729013145",null,null,"SZAFIR",null,null,"",null,10,null,"https://www.ospel.pl/sites/all/pliki/import/image/podtynk/szafir/srebrny/rh-5z_18.jpg","",null,"Tworzywo poliwęglan","","",null,null,null,"SREBRO",null,"","82 mm","366 mm","",null,null,"2025-03-03",null,"","https://www.ospel.pl/sites/all/pliki/import/image/podtynk/szafir/srebrny/rh-5z_18.jpg","27.33.13.0","8536 90 01"]
[4460,"RH-5Z/33            ","Ramka pięciokrotna do łączników IP-44 ",23.1,1,"szt","PLN","23%","",10,null,null,null,null,"5906729013961",null,null,"SZAFIR",null,null,"",null,10,null,"https://www.ospel.pl/sites/all/pliki/import/image/podtynk/szafir/czarny/rh-5z_33.jpg","",null,"Tworzywo poliwęglan","","",null,null,null,"CZARNY METALIK",null,"","82 mm","366 mm","",null,null,"2025-03-03",null,"","https://www.ospel.pl/sites/all/pliki/import/image/podtynk/szafir/czarny/rh-5z_33.jpg","27.33.13.0","8536 90 01"]
[4461,"RH-5Z/70            ","Ramka pięciokrotna do łączników IP-44 ",23.1,1,"szt","PLN","23%","",10,null,null,null,null,"5906729014784",null,null,"SZAFIR",null,null,"",null,10,null,"https://www.ospel.pl/sites/all/pliki/import/image/podtynk/szafir/szary_mat/rh-5z_70.jpg","",null,"Tworzywo poliwęglan","","",null,null,null,"SZARY MAT",null,"","82 mm","366 mm","",null,null,"2025-03-03",null,"","https://www.ospel.pl/sites/all/pliki/import/image/podtynk/szafir/szary_mat/rh-5z_70.jpg","27.33.13.0","8536 90 01"]
[4462,"Z-1Z/m/00           ","Zaślepka ",8,1,"szt","PLN","23%","",10,null,null,null,null,"5906729012186",null,null,"SZAFIR",null,null,"",null,10,null,"https://www.ospel.pl/sites/all/pliki/import/image/podtynk/szafir/bialy/z-1z_m_00.jpg","",null,"Montaż do puszek fi 60","","",null,null,null,"BIAŁY",null,"0,0280 kg","75 mm","75 mm","22 mm",null,null,"2025-03-03",null,"","https://www.ospel.pl/sites/all/pliki/import/image/podtynk/szafir/bialy/z-1z_m_00.jpg","27.12.23.0","8536 90 01"]
[4463,"Z-1Z/m/18           ","Zaślepka ",9.4,1,"szt","PLN","23%","",10,null,null,null,null,"5906729013008",null,null,"SZAFIR",null,null,"",null,10,null,"https://www.ospel.pl/sites/all/pliki/import/image/podtynk/szafir/srebrny/z-1z_m_18.jpg","",null,"Montaż do puszek fi 60","","",null,null,null,"SREBRO",null,"0,0280 kg","75 mm","75 mm","22 mm",null,null,"2025-03-03",null,"","https://www.ospel.pl/sites/all/pliki/import/image/podtynk/szafir/srebrny/z-1z_m_18.jpg","27.12.23.0","8536 90 01"]
[4464,"Z-1Z/m/33           ","Zaślepka ",9.4,1,"szt","PLN","23%","",10,null,null,null,null,"5906729013824",null,null,"SZAFIR",null,null,"",null,10,null,"https://www.ospel.pl/sites/all/pliki/import/image/podtynk/szafir/czarny/z-1z_m_33.jpg","",null,"Montaż do puszek fi 60","","",null,null,null,"CZARNY METALIK",null,"0,0280 kg","75 mm","75 mm","22 mm",null,null,"2025-03-03",null,"","https://www.ospel.pl/sites/all/pliki/import/image/podtynk/szafir/czarny/z-1z_m_33.jpg","27.12.23.0","8536 90 01"]
[4465,"Z-1Z/m/70           ","Zaślepka ",9.4,1,"szt","PLN","23%","",10,null,null,null,null,"5906729014647",null,null,"SZAFIR",null,null,"",null,10,null,"https://www.ospel.pl/sites/all/pliki/import/image/podtynk/szafir/szary_mat/z-1z_m_70.jpg","",null,"Montaż do puszek fi 60","","",null,null,null,"SZARY MAT",null,"0,0280 kg","75 mm","75 mm","22 mm",null,null,"2025-03-03",null,"","https://www.ospel.pl/sites/all/pliki/import/image/podtynk/szafir/szary_mat/z-1z_m_70.jpg","27.12.23.0","8536 90 01"]
[4466,"ZU-1Z               ","Zestaw uszczelniający do łączników IP-44",4.0999999999999996,1,"szt","PLN","23%","",10,null,null,null,null,"5906729015637",null,null,"SZAFIR",null,null,"",null,10,null,"https://www.ospel.pl/sites/all/pliki/import/image/podtynk/szafir/bialy/zu-1z.jpg","",null,"","","",null,null,null,"BIAŁY",null,"","84 mm","84 mm","25 mm",null,null,"2025-03-03",null,"","https://www.ospel.pl/sites/all/pliki/import/image/podtynk/szafir/bialy/zu-1z.jpg","27.33.13.0","8536 90 01"]
[4467,"YT105               ","Transformator 0,45A 0-105W ",71.900000000000006,1,"szt","PLN","23%","",0,null,null,null,null,"5906160700024",null,null,"TRANSFORMATORY",null,null,"Cena stała - nie podlega rabatowaniu",null,0,null,"https://www.ospel.pl/sites/all/pliki/import/image/transformatory/yt105.jpg","",null,"","","",null,null,null,"",null,"","","","",null,null,"2025-03-03",null,"","https://www.ospel.pl/sites/all/pliki/import/image/transformatory/yt105.jpg","27.11.50.0","8504 31 80"]
[4468,"YT150               ","Transformator 0,65A 0-150W ",111.2,1,"szt","PLN","23%","",0,null,null,null,null,"5906160700031",null,null,"TRANSFORMATORY",null,null,"Cena stała - nie podlega rabatowaniu",null,0,null,"https://www.ospel.pl/sites/all/pliki/import/image/transformatory/yt150.jpg","",null,"","","",null,null,null,"",null,"","","","",null,null,"2025-03-03",null,"","https://www.ospel.pl/sites/all/pliki/import/image/transformatory/yt150.jpg","27.11.50.0","8504 31 80"]
[4469,"YT210               ","Transformator 0,93A 0-210W ",124.6,1,"szt","PLN","23%","",0,null,null,null,null,"5906160700093",null,null,"TRANSFORMATORY",null,null,"Cena stała - nie podlega rabatowaniu",null,0,null,"https://www.ospel.pl/sites/all/pliki/import/image/transformatory/yt210.jpg","",null,"","","",null,null,null,"",null,"","","","",null,null,"2025-03-03",null,"","https://www.ospel.pl/sites/all/pliki/import/image/transformatory/yt210.jpg","27.11.50.0","8504 31 80"]
[4470,"YT250               ","Transformator 1,1A 0-250W ",133.1,1,"szt","PLN","23%","",0,null,null,null,null,"5906160700048",null,null,"TRANSFORMATORY",null,null,"Cena stała - nie podlega rabatowaniu",null,0,null,"https://www.ospel.pl/sites/all/pliki/import/image/transformatory/yt250.jpg","",null,"","","",null,null,null,"",null,"","","","",null,null,"2025-03-03",null,"","https://www.ospel.pl/sites/all/pliki/import/image/transformatory/yt250.jpg","27.11.50.0","8504 31 80"]
[4471,"YT50                ","Transformator 0,22A 0-50W ",58,1,"szt","PLN","23%","",0,null,null,null,null,"5906160700000",null,null,"TRANSFORMATORY",null,null,"Cena stała - nie podlega rabatowaniu",null,0,null,"https://www.ospel.pl/sites/all/pliki/import/image/transformatory/yt50.jpg","",null,"","","",null,null,null,"",null,"","","","",null,null,"2025-03-03",null,"","https://www.ospel.pl/sites/all/pliki/import/image/transformatory/yt50.jpg","27.11.50.0","8504 31 80"]
[4472,"YT60                ","Transformator 0,27A 0-60W ",60,1,"szt","PLN","23%","",0,null,null,null,null,"5906160700086",null,null,"TRANSFORMATORY",null,null,"Cena stała - nie podlega rabatowaniu",null,0,null,"https://www.ospel.pl/sites/all/pliki/import/image/transformatory/yt60.jpg","",null,"","","Tylko na zamówienie",null,null,null,"",null,"","","","",null,null,"2025-03-03",null,"","https://www.ospel.pl/sites/all/pliki/import/image/transformatory/yt60.jpg","27.11.50.0","8504 31 80"]
[4473,"YT70                ","Transformator 0,35A 0-70W ",62.8,1,"szt","PLN","23%","",0,null,null,null,null,"5906160700017",null,null,"TRANSFORMATORY",null,null,"Cena stała - nie podlega rabatowaniu",null,0,null,"https://www.ospel.pl/sites/all/pliki/import/image/transformatory/yt70.jpg","",null,"","","",null,null,null,"",null,"","","","",null,null,"2025-03-03",null,"","https://www.ospel.pl/sites/all/pliki/import/image/transformatory/yt70.jpg","27.11.50.0","8504 31 80"]
[4474,"WKE                 ","Wtyczka ekwipotencjalna ",136.5,1,"szt","PLN","23%","",0,null,null,null,null,"5907577459192",null,null,"WTYCZKA EKWIPOTENCJALNA",null,null,"",null,0,null,"https://www.ospel.pl/sites/all/pliki/import/image/podtynk/wtyczka_g_ekwi/wke.jpg","",null,"","","",null,null,null,"BIAŁY",null,"","","","",null,null,"2025-03-03",null,"","https://www.ospel.pl/sites/all/pliki/import/image/podtynk/wtyczka_g_ekwi/wke.jpg","","8536 90 10"]
[4475,"WKZ/00              ","Wtyczka kątowa ",10.1,1,"szt","PLN","23%","",20,null,null,null,null,"5907577410681",null,null,"WTYCZKI",null,null,"",null,20,null,"https://www.ospel.pl/sites/all/pliki/import/image/wtyczki/wkz_00.jpg","",null,"","","",null,null,null,"BIAŁY",null,"","","","",null,null,"2025-03-03",null,"","https://www.ospel.pl/sites/all/pliki/import/image/wtyczki/wkz_00.jpg","27.33.13.0","8536 69 90          "]
[4476,"WPZ/00              ","Wtyczka prosta ",10.5,1,"szt","PLN","23%","",20,null,null,null,null,"5907577410667",null,null,"WTYCZKI",null,null,"",null,20,null,"https://www.ospel.pl/sites/all/pliki/import/image/wtyczki/wpz_00.jpg","",null,"","","",null,null,null,"BIAŁY",null,"","","","",null,null,"2025-03-03",null,"","https://www.ospel.pl/sites/all/pliki/import/image/wtyczki/wpz_00.jpg","27.33.13.0","8536 69 90          "]
[4477,"ZG                  ","Zatyczka gniazda ",9.1,1,"kpl","PLN","23%","",0,null,null,null,null,"5907559808482",null,null,"ZATYCZKA GNIAZDA",null,null,"",null,0,null,"https://www.ospel.pl/sites/all/pliki/import/image/akcesoria/zg.jpg","",null,"","","",null,null,null,"BIAŁY",null,"","","","",null,null,"2025-03-03",null,"","https://www.ospel.pl/sites/all/pliki/import/image/akcesoria/zg.jpg","27.12.23.0","8536 30 10"]