{"text_format":"1","workbook":"xlsx","n_sheets":2,"sheets":["Raport","Cennik"],"not_rendered":{"charts":0,"images":0,"macros":1,"external_links":0,"defined_names":1,"comments":0,"pivot_tables":0},"unopened":[],"bounds":{"document_bytes":16777216,"sheet_cells":100000,"rows_first":2000,"rows_last":500,"rows_between":2000,"halvings":0,"cell_chars":16384,"cell_head_chars":4096},"cells_cut":0,"cells_raw":0,"read":"whole","date_system":"1900"}

{"sheet":"Raport","index":0,"n_rows":4488,"n_cols":47,"rows_kept":1125,"cut":true,"hidden":false,"merged":[],"bounds":{"rows_first":500,"rows_last":125,"rows_between":500,"halvings":2}}
["Data cennika","2025-05-08"]
[]
[]
["Lp","Symbol","Nazwa ","Cena netto za jedn. handlową","Ilość ","Jednostka handlowa","Waluta","Podatek VAT","Kgo","Ilosc w opakowaniu niepodzielnym","Grupa bonusowa","Grupa rabatowa","Symbol poprzednika","EDI","Kod EAN","Kod EAN opakowanie zbiorcze","Kod EAN poprzednika","Nazwa skrócona","ID Kategoria","Towar prywatny","Uwagi do ceny","Uwagi do jm","Ilość w opakowaniu zbiorczym","Min. ilość do zamówienia","Nazwa pliku ze zdjęciem","Nazwa pliku z rys. tech.","Data ważności","Opis techniczny","Uwagi","Dostepnosc","Czas realizacji w dniach","Słowa kluczowe","Klucz do symbolu","Kolor","Waga netto kg","Waga brutto kg","Długość {mm}","Szerokość {mm}","Wysokość {mm}","Wiarygodność ceny","Cena w ProLogu z dnia","Nowy cennik obowiązuje u producenta od dnia","Deklaracje zgodności","Schemat ","zdjęcie produktu","pkwiu","CN 2020"]
[1,"GP-1A/00","Gniazdo pojedyncze",12.3,1,"szt","PLN","23%","",10,null,null,null,null,"5907577410810",null,null,"AKCENT",null,null,"",null,10,null,"https://www.ospel.pl/sites/all/pliki/import/image/podtynk/akcent/bialy/gp-1a_00.jpg","https://www.ospel.pl/sites/all/pliki/import/image/rysunki/akcent/gniazda_pojedyncze_ip20_bk.jpg",null,"16A/250~, IP-20, zaciski gwintowe","","",null,null,null,"BIAŁY",null,"0.0595 kg","82 mm","82 mm","31 mm",null,null,"2025-05-08",null,"","https://www.ospel.pl/sites/all/pliki/import/image/podtynk/akcent/bialy/gp-1a_00.jpg","27.33.13.0","8536 69 90"]
[2,"GP-1A/01","Gniazdo pojedyncze",12.3,1,"szt","PLN","23%","",10,null,null,null,null,"5907577413446",null,null,"AKCENT",null,null,"",null,10,null,"https://www.ospel.pl/sites/all/pliki/import/image/podtynk/akcent/bezowy/gp-1a_01.jpg","",null,"16A/250~, IP-20, zaciski gwintowe","","",null,null,null,"BEŻOWY",null,"0.0595 kg","82 mm","82 mm","31 mm",null,null,"2025-05-08",null,"","https://www.ospel.pl/sites/all/pliki/import/image/podtynk/akcent/bezowy/gp-1a_01.jpg","27.33.13.0","8536 69 90"]
[3,"GP-1A/24","Gniazdo pojedyncze",12.3,1,"szt","PLN","23%","",10,null,null,null,null,"5907577413804",null,null,"AKCENT",null,null,"",null,10,null,"https://www.ospel.pl/sites/all/pliki/import/image/podtynk/akcent/brazowy/gp-1a_24.jpg","https://www.ospel.pl/sites/all/pliki/import/image/rysunki/akcent/gniazda_pojedyncze_ip20_bk.jpg",null,"16A/250~, IP-20, zaciski gwintowe","","",null,null,null,"BRĄZOWY",null,"0.0595 kg","82 mm","82 mm","31 mm",null,null,"2025-05-08",null,"","https://www.ospel.pl/sites/all/pliki/import/image/podtynk/akcent/brazowy/gp-1a_24.jpg","27.33.13.0","8536 69 90"]
[4,"GP-1AP/00","Gniazdo pojedyncze z przesłonami torów prądowych",14.9,1,"szt","PLN","23%","",10,null,null,null,null,"5907577430443",null,null,"AKCENT",null,null,"",null,10,null,"https://www.ospel.pl/sites/all/pliki/import/image/podtynk/akcent/bialy/gp-1a_00.jpg","https://www.ospel.pl/sites/all/pliki/import/image/rysunki/akcent/gniazda_pojedyncze_ip20_bk.jpg",null,"16A/250~, IP-20, zaciski gwintowe","","",null,null,null,"BIAŁY",null,"0.06 kg","82 mm","82 mm","31 mm",null,null,"2025-05-08",null,"","https://www.ospel.pl/sites/all/pliki/import/image/podtynk/akcent/bialy/gp-1a_00.jpg","27.33.13.0","8536 69 90"]
[5,"GP-1AP/01","Gniazdo pojedyncze z przesłonami torów prądowych",14.9,1,"szt","PLN","23%","",10,null,null,null,null,"5907577430450",null,null,"AKCENT",null,null,"",null,10,null,"https://www.ospel.pl/sites/all/pliki/import/image/podtynk/akcent/bezowy/gp-1a_01.jpg","https://www.ospel.pl/sites/all/pliki/import/image/rysunki/akcent/gniazda_pojedyncze_ip20_bk.jpg",null,"16A/250~, IP-20, zaciski gwintowe","","",null,null,null,"BEŻOWY",null,"0.06 kg","82 mm","82 mm","31 mm",null,null,"2025-05-08",null,"","https://www.ospel.pl/sites/all/pliki/import/image/podtynk/akcent/bezowy/gp-1a_01.jpg","27.33.13.0","8536 69 90"]
[6,"GP-1AP/24","Gniazdo pojedyncze z przesłonami torów prądowych",14.9,1,"szt","PLN","23%","",10,null,null,null,null,"5907577430467",null,null,"AKCENT",null,null,"",null,10,null,"https://www.ospel.pl/sites/all/pliki/import/image/podtynk/akcent/brazowy/gp-1a_24.jpg","https://www.ospel.pl/sites/all/pliki/import/image/rysunki/akcent/gniazda_pojedyncze_ip20_bk.jpg",null,"16A/250~, IP-20, zaciski gwintowe","","",null,null,null,"BRĄZOWY",null,"0.06 kg","82 mm","82 mm","31 mm",null,null,"2025-05-08",null,"","https://www.ospel.pl/sites/all/pliki/import/image/podtynk/akcent/brazowy/gp-1a_24.jpg","27.33.13.0","8536 69 90"]
[7,"GP-1AS/00","Gniazdo pojedyncze z uziemieniem schuko",16.8,1,"szt","PLN","23%","",10,null,null,null,null,"5907577419622",null,null,"AKCENT",null,null,"",null,10,null,"https://www.ospel.pl/sites/all/pliki/import/image/podtynk/akcent/bialy/gp-1as_00.jpg","https://www.ospel.pl/sites/all/pliki/import/image/rysunki/akcent/gniazda_pojedyncze_schucko.jpg",null,"16A/250~, IP-20, zaciski gwintowe","","",null,null,null,"BIAŁY",null,"0.0595 kg","82 mm","82 mm","30 mm",null,null,"2025-05-08",null,"","https://www.ospel.pl/sites/all/pliki/import/image/podtynk/akcent/bialy/gp-1as_00.jpg","27.33.13.0","8536 69 90"]
[8,"GP-1AS/01","Gniazdo pojedyncze z uziemieniem schuko",16.8,1,"szt","PLN","23%","",10,null,null,null,null,"5907577419646",null,null,"AKCENT",null,null,"",null,10,null,"https://www.ospel.pl/sites/all/pliki/import/image/podtynk/akcent/bezowy/gp-1as_01.jpg","https://www.ospel.pl/sites/all/pliki/import/image/rysunki/akcent/gniazda_pojedyncze_schucko.jpg",null,"16A/250~, IP-20, zaciski gwintowe","","",null,null,null,"BEŻOWY",null,"0.0595 kg","82 mm","82 mm","30 mm",null,null,"2025-05-08",null,"","https://www.ospel.pl/sites/all/pliki/import/image/podtynk/akcent/bezowy/gp-1as_01.jpg","27.33.13.0","8536 69 90"]
[9,"GP-1AS/24","Gniazdo pojedyncze z uziemieniem schuko",16.8,1,"szt","PLN","23%","",10,null,null,null,null,"5907577419660",null,null,"AKCENT",null,null,"",null,10,null,"https://www.ospel.pl/sites/all/pliki/import/image/podtynk/akcent/brazowy/gp-1as_24.jpg","https://www.ospel.pl/sites/all/pliki/import/image/rysunki/akcent/gniazda_pojedyncze_schucko.jpg",null,"16A/250~, IP-20, zaciski gwintowe","","",null,null,null,"BRĄZOWY",null,"0.0595 kg","82 mm","82 mm","30 mm",null,null,"2025-05-08",null,"","https://www.ospel.pl/sites/all/pliki/import/image/podtynk/akcent/brazowy/gp-1as_24.jpg","27.33.13.0","8536 69 90"]
[10,"GP-1ASP/00","Gniazdo pojedyncze z uziemieniem schuko z przesłonami torów prądowych",17.600000000000001,1,"szt","PLN","23%","",10,null,null,null,null,"5907577424718",null,null,"AKCENT",null,null,"",null,10,null,"https://www.ospel.pl/sites/all/pliki/import/image/podtynk/akcent/bialy/gp-1asp_00.jpg","https://www.ospel.pl/sites/all/pliki/import/image/rysunki/akcent/gniazda_pojedyncze_schucko.jpg",null,"16A/250~, IP-20, zaciski gwintowe","","",null,null,null,"BIAŁY",null,"0.0605 kg","82 mm","82 mm","30 mm",null,null,"2025-05-08",null,"","https://www.ospel.pl/sites/all/pliki/import/image/podtynk/akcent/bialy/gp-1asp_00.jpg","27.33.13.0","8536 69 90"]
[11,"GP-1ASP/01","Gniazdo pojedyncze z uziemieniem schuko z przesłonami torów prądowych",17.600000000000001,1,"szt","PLN","23%","",10,null,null,null,null,"5907577433826",null,null,"AKCENT",null,null,"",null,10,null,"https://www.ospel.pl/sites/all/pliki/import/image/podtynk/akcent/bezowy/gp-1asp_01.jpg","https://www.ospel.pl/sites/all/pliki/import/image/rysunki/akcent/gniazda_pojedyncze_schucko.jpg",null,"16A/250~, IP-20, zaciski gwintowe","","",null,null,null,"BEŻOWY",null,"0.0605 kg","82 mm","82 mm","30 mm",null,null,"2025-05-08",null,"","https://www.ospel.pl/sites/all/pliki/import/image/podtynk/akcent/bezowy/gp-1asp_01.jpg","27.33.13.0","8536 69 90"]
[12,"GP-1ASP/24","Gniazdo pojedyncze z uziemieniem schuko z przesłonami torów prądowych",17.600000000000001,1,"szt","PLN","23%","",10,null,null,null,null,"5907577433833",null,null,"AKCENT",null,null,"",null,10,null,"https://www.ospel.pl/sites/all/pliki/import/image/podtynk/akcent/brazowy/gp-1asp_24.jpg","https://www.ospel.pl/sites/all/pliki/import/image/rysunki/akcent/gniazda_pojedyncze_schucko.jpg",null,"16A/250~, IP-20, zaciski gwintowe","","",null,null,null,"BRĄZOWY",null,"0.0605 kg","82 mm","82 mm","30 mm",null,null,"2025-05-08",null,"","https://www.ospel.pl/sites/all/pliki/import/image/podtynk/akcent/brazowy/gp-1asp_24.jpg","27.33.13.0","8536 69 90"]
[13,"GP-1AZ/00","Gniazdo pojedyncze z uziemieniem",12.9,1,"szt","PLN","23%","",10,null,null,null,null,"5907577410827",null,null,"AKCENT",null,null,"",null,10,null,"https://www.ospel.pl/sites/all/pliki/import/image/podtynk/akcent/bialy/gp-1az_00.jpg","https://www.ospel.pl/sites/all/pliki/import/image/rysunki/akcent/gniazda_pojedyncze_ip20.jpg",null,"16A/250~, IP-20, zaciski gwintowe","","",null,null,null,"BIAŁY",null,"0.0635 kg","82 mm","82 mm","31 mm",null,null,"2025-05-08",null,"","https://www.ospel.pl/sites/all/pliki/import/image/podtynk/akcent/bialy/gp-1az_00.jpg","27.33.13.0","8536 69 90"]
[14,"GP-1AZ/01","Gniazdo pojedyncze z uziemieniem",12.9,1,"szt","PLN","23%","",10,null,null,null,null,"5907577413453",null,null,"AKCENT",null,null,"",null,10,null,"https://www.ospel.pl/sites/all/pliki/import/image/podtynk/akcent/bezowy/gp-1az_01.jpg","https://www.ospel.pl/sites/all/pliki/import/image/rysunki/akcent/gniazda_pojedyncze_ip20.jpg",null,"16A/250~, IP-20, zaciski gwintowe","","",null,null,null,"BEŻOWY",null,"0.0635 kg","82 mm","82 mm","31 mm",null,null,"2025-05-08",null,"","https://www.ospel.pl/sites/all/pliki/import/image/podtynk/akcent/bezowy/gp-1az_01.jpg","27.33.13.0","8536 69 90"]
[15,"GP-1AZ/24","Gniazdo pojedyncze z uziemieniem",12.9,1,"szt","PLN","23%","",10,null,null,null,null,"5907577413811",null,null,"AKCENT",null,null,"",null,10,null,"https://www.ospel.pl/sites/all/pliki/import/image/podtynk/akcent/brazowy/gp-1az_24.jpg","https://www.ospel.pl/sites/all/pliki/import/image/rysunki/akcent/gniazda_pojedyncze_ip20.jpg",null,"16A/250~, IP-20, zaciski gwintowe","","",null,null,null,"BRĄZOWY",null,"0.0635 kg","82 mm","82 mm","31 mm",null,null,"2025-05-08",null,"","https://www.ospel.pl/sites/all/pliki/import/image/podtynk/akcent/brazowy/gp-1az_24.jpg","27.33.13.0","8536 69 90"]
[16,"GP-1AZP/00","Gniazdo pojedyncze z uziemieniem z przesłonami torów prądowych",16.7,1,"szt","PLN","23%","",10,null,null,null,null,"5907577430481",null,null,"AKCENT",null,null,"",null,10,null,"https://www.ospel.pl/sites/all/pliki/import/image/podtynk/akcent/bialy/gp-1az_00.jpg","https://www.ospel.pl/sites/all/pliki/import/image/rysunki/akcent/gniazda_pojedyncze_ip20.jpg",null,"16A/250~, IP-20, zaciski gwintowe","","",null,null,null,"BIAŁY",null,"0.065 kg","82 mm","82 mm","31 mm",null,null,"2025-05-08",null,"","https://www.ospel.pl/sites/all/pliki/import/image/podtynk/akcent/bialy/gp-1az_00.jpg","27.33.13.0","8536 69 90"]
[17,"GP-1AZP/01","Gniazdo pojedyncze z uziemieniem z przesłonami torów prądowych",16.7,1,"szt","PLN","23%","",10,null,null,null,null,"5907577430498",null,null,"AKCENT",null,null,"",null,10,null,"https://www.ospel.pl/sites/all/pliki/import/image/podtynk/akcent/bezowy/gp-1az_01.jpg","https://www.ospel.pl/sites/all/pliki/import/image/rysunki/akcent/gniazda_pojedyncze_ip20.jpg",null,"16A/250~, IP-20, zaciski gwintowe","","",null,null,null,"BEŻOWY",null,"0.065 kg","82 mm","82 mm","31 mm",null,null,"2025-05-08",null,"","https://www.ospel.pl/sites/all/pliki/import/image/podtynk/akcent/bezowy/gp-1az_01.jpg","27.33.13.0","8536 69 90"]
[18,"GP-1AZP/24","Gniazdo pojedyncze z uziemieniem z przesłonami torów prądowych",16.7,1,"szt","PLN","23%","",10,null,null,null,null,"5907577430504",null,null,"AKCENT",null,null,"",null,10,null,"https://www.ospel.pl/sites/all/pliki/import/image/podtynk/akcent/brazowy/gp-1az_24.jpg","https://www.ospel.pl/sites/all/pliki/import/image/rysunki/akcent/gniazda_pojedyncze_ip20.jpg",null,"16A/250~, IP-20, zaciski gwintowe","","",null,null,null,"BRĄZOWY",null,"0.065 kg","82 mm","82 mm","31 mm",null,null,"2025-05-08",null,"","https://www.ospel.pl/sites/all/pliki/import/image/podtynk/akcent/brazowy/gp-1az_24.jpg","27.33.13.0","8536 69 90"]
[19,"GP-2A/00","Gniazdo podwójne",15,1,"szt","PLN","23%","",10,null,null,null,null,"5907577410834",null,null,"AKCENT",null,null,"",null,10,null,"https://www.ospel.pl/sites/all/pliki/import/image/podtynk/akcent/bialy/gp-2a_00.jpg","https://www.ospel.pl/sites/all/pliki/import/image/rysunki/akcent/gniazda_podwojne_bk.jpg",null,"16A/250~, IP-20, zaciski gwintowe","","",null,null,null,"BIAŁY",null,"0.062 kg","82 mm","82 mm","28 mm",null,null,"2025-05-08",null,"","https://www.ospel.pl/sites/all/pliki/import/image/podtynk/akcent/bialy/gp-2a_00.jpg","27.33.13.0","8536 69 90"]
[20,"GP-2A/01","Gniazdo podwójne",15,1,"szt","PLN","23%","",10,null,null,null,null,"5907577413460",null,null,"AKCENT",null,null,"",null,10,null,"https://www.ospel.pl/sites/all/pliki/import/image/podtynk/akcent/bezowy/gp-2a_01.jpg","https://www.ospel.pl/sites/all/pliki/import/image/rysunki/akcent/gniazda_podwojne_bk.jpg",null,"16A/250~, IP-20, zaciski gwintowe","","",null,null,null,"BEŻOWY",null,"0.062 kg","82 mm","82 mm","28 mm",null,null,"2025-05-08",null,"","https://www.ospel.pl/sites/all/pliki/import/image/podtynk/akcent/bezowy/gp-2a_01.jpg","27.33.13.0","8536 69 90"]
[21,"GP-2A/24","Gniazdo podwójne",15,1,"szt","PLN","23%","",10,null,null,null,null,"5907577413828",null,null,"AKCENT",null,null,"",null,10,null,"https://www.ospel.pl/sites/all/pliki/import/image/podtynk/akcent/brazowy/gp-2a_24.jpg","https://www.ospel.pl/sites/all/pliki/import/image/rysunki/akcent/gniazda_podwojne_bk.jpg",null,"16A/250~, IP-20, zaciski gwintowe","","",null,null,null,"BRĄZOWY",null,"0.062 kg","82 mm","82 mm","28 mm",null,null,"2025-05-08",null,"","https://www.ospel.pl/sites/all/pliki/import/image/podtynk/akcent/brazowy/gp-2a_24.jpg","27.33.13.0","8536 69 90"]
[22,"GP-2AC/00","Gniazdo podwójne z uziemieniem z funkcją niezamienności faz",18.399999999999999,1,"szt","PLN","23%","",10,null,null,null,null,"5907577426309",null,null,"AKCENT",null,null,"",null,10,null,"https://www.ospel.pl/sites/all/pliki/import/image/podtynk/akcent/bialy/gp-2ac_00.jpg","https://www.ospel.pl/sites/all/pliki/import/image/rysunki/akcent/gniazda_podwojne_nf.jpg",null,"16A/250~, IP-20, zaciski gwintowe","","",null,null,null,"BIAŁY",null,"0.08 kg","87 mm","82 mm","23 mm",null,null,"2025-05-08",null,"","https://www.ospel.pl/sites/all/pliki/import/image/podtynk/akcent/bialy/gp-2ac_00.jpg","27.33.13.0","8536 69 90"]
[23,"GP-2AC/01","Gniazdo podwójne z uziemieniem z funkcją niezamienności faz",18.399999999999999,1,"szt","PLN","23%","",10,null,null,null,null,"5907577426323",null,null,"AKCENT",null,null,"",null,10,null,"https://www.ospel.pl/sites/all/pliki/import/image/podtynk/akcent/bezowy/gp-2ac_01.jpg","https://www.ospel.pl/sites/all/pliki/import/image/rysunki/akcent/gniazda_podwojne_nf.jpg",null,"16A/250~, IP-20, zaciski gwintowe","","",null,null,null,"BEŻOWY",null,"0.08 kg","87 mm","82 mm","23 mm",null,null,"2025-05-08",null,"","https://www.ospel.pl/sites/all/pliki/import/image/podtynk/akcent/bezowy/gp-2ac_01.jpg","27.33.13.0","8536 69 90"]
[24,"GP-2AC/24","Gniazdo podwójne z uziemieniem z funkcją niezamienności faz",18.399999999999999,1,"szt","PLN","23%","",10,null,null,null,null,"5907577426316",null,null,"AKCENT",null,null,"",null,10,null,"https://www.ospel.pl/sites/all/pliki/import/image/podtynk/akcent/brazowy/gp-2ac_24.jpg","https://www.ospel.pl/sites/all/pliki/import/image/rysunki/akcent/gniazda_podwojne_nf.jpg",null,"16A/250~, IP-20, zaciski gwintowe","","",null,null,null,"BRĄZOWY",null,"0.08 kg","87 mm","82 mm","23 mm",null,null,"2025-05-08",null,"","https://www.ospel.pl/sites/all/pliki/import/image/podtynk/akcent/brazowy/gp-2ac_24.jpg","27.33.13.0","8536 69 90"]
[25,"GP-2AS/00","Gniazdo podwójne z uziemieniem schuko",21.2,1,"szt","PLN","23%","",10,null,null,null,null,"5907577420246",null,null,"AKCENT",null,null,"",null,10,null,"https://www.ospel.pl/sites/all/pliki/import/image/podtynk/akcent/bialy/gp-2as_00.jpg","https://www.ospel.pl/sites/all/pliki/import/image/rysunki/akcent/gniazda_podwojne_schucko.jpg",null,"16A/250~, IP-20, zaciski gwintowe","","",null,null,null,"BIAŁY",null,"0.083 kg","87 mm","82 mm","22 mm",null,null,"2025-05-08",null,"","https://www.ospel.pl/sites/all/pliki/import/image/podtynk/akcent/bialy/gp-2as_00.jpg","27.33.13.0","8536 69 90"]
[26,"GP-2AS/01","Gniazdo podwójne z uziemieniem schuko",21.2,1,"szt","PLN","23%","",10,null,null,null,null,"5907577422455",null,null,"AKCENT",null,null,"",null,10,null,"https://www.ospel.pl/sites/all/pliki/import/image/podtynk/akcent/bezowy/gp-2as_01.jpg","https://www.ospel.pl/sites/all/pliki/import/image/rysunki/akcent/gniazda_podwojne_schucko.jpg",null,"16A/250~, IP-20, zaciski gwintowe","","",null,null,null,"BEŻOWY",null,"0.083 kg","87 mm","82 mm","22 mm",null,null,"2025-05-08",null,"","https://www.ospel.pl/sites/all/pliki/import/image/podtynk/akcent/bezowy/gp-2as_01.jpg","27.33.13.0","8536 69 90"]
[27,"GP-2AS/24","Gniazdo podwójne z uziemieniem schuko",21.2,1,"szt","PLN","23%","",10,null,null,null,null,"5907577422479",null,null,"AKCENT",null,null,"",null,10,null,"https://www.ospel.pl/sites/all/pliki/import/image/podtynk/akcent/brazowy/gp-2as_24.jpg","https://www.ospel.pl/sites/all/pliki/import/image/rysunki/akcent/gniazda_podwojne_schucko.jpg",null,"16A/250~, IP-20, zaciski gwintowe","","",null,null,null,"BRĄZOWY",null,"0.083 kg","87 mm","82 mm","22 mm",null,null,"2025-05-08",null,"","https://www.ospel.pl/sites/all/pliki/import/image/podtynk/akcent/brazowy/gp-2as_24.jpg","27.33.13.0","8536 69 90"]
[28,"GP-2ASP/00","Gniazdo podwójne z uziemieniem schuko z przesłonami torów prądowych",22.9,1,"szt","PLN","23%","",10,null,null,null,null,"5907577425586",null,null,"AKCENT",null,null,"",null,10,null,"https://www.ospel.pl/sites/all/pliki/import/image/podtynk/akcent/bialy/gp-2asp_00.jpg","https://www.ospel.pl/sites/all/pliki/import/image/rysunki/akcent/gniazda_podwojne_schucko.jpg",null,"16A/250~, IP-20, zaciski gwintowe","","",null,null,null,"BIAŁY",null,"0.084 kg","87 mm","82 mm","22 mm",null,null,"2025-05-08",null,"","https://www.ospel.pl/sites/all/pliki/import/image/podtynk/akcent/bialy/gp-2asp_00.jpg","27.33.13.0","8536 69 90"]
[29,"GP-2ASP/01","Gniazdo podwójne z uziemieniem schuko z przesłonami torów prądowych",22.9,1,"szt","PLN","23%","",10,null,null,null,null,"5907577434786",null,null,"AKCENT",null,null,"",null,10,null,"https://www.ospel.pl/sites/all/pliki/import/image/podtynk/akcent/bezowy/gp-2asp_01.jpg","https://www.ospel.pl/sites/all/pliki/import/image/rysunki/akcent/gniazda_podwojne_schucko.jpg",null,"16A/250~, IP-20, zaciski gwintowe","","",null,null,null,"BEŻOWY",null,"0.084 kg","87 mm","82 mm","22 mm",null,null,"2025-05-08",null,"","https://www.ospel.pl/sites/all/pliki/import/image/podtynk/akcent/bezowy/gp-2asp_01.jpg","27.33.13.0","8536 69 90"]
[30,"GP-2ASP/24","Gniazdo podwójne z uziemieniem schuko z przesłonami torów prądowych",22.9,1,"szt","PLN","23%","",10,null,null,null,null,"5907577442286",null,null,"AKCENT",null,null,"",null,10,null,"https://www.ospel.pl/sites/all/pliki/import/image/podtynk/akcent/brazowy/gp-2asp_24.jpg","https://www.ospel.pl/sites/all/pliki/import/image/rysunki/akcent/gniazda_podwojne_schucko.jpg",null,"16A/250~, IP-20, zaciski gwintowe","","",null,null,null,"BRĄZOWY",null,"0.084 kg","87 mm","82 mm","22 mm",null,null,"2025-05-08",null,"","https://www.ospel.pl/sites/all/pliki/import/image/podtynk/akcent/brazowy/gp-2asp_24.jpg","27.33.13.0","8536 69 90"]
[31,"GP-2AZ/00","Gniazdo podwójne z uziemieniem",16.2,1,"szt","PLN","23%","",10,null,null,null,null,"5907577410841",null,null,"AKCENT",null,null,"",null,10,null,"https://www.ospel.pl/sites/all/pliki/import/image/podtynk/akcent/bialy/gp-2az_00.jpg","https://www.ospel.pl/sites/all/pliki/import/image/rysunki/akcent/gniazda_podwojne.jpg",null,"16A/250~, IP-20, zaciski gwintowe","","",null,null,null,"BIAŁY",null,"0.0735 kg","82 mm","82 mm","28 mm",null,null,"2025-05-08",null,"","https://www.ospel.pl/sites/all/pliki/import/image/podtynk/akcent/bialy/gp-2az_00.jpg","27.33.13.0","8536 69 90"]
[32,"GP-2AZ/01","Gniazdo podwójne z uziemieniem",16.2,1,"szt","PLN","23%","",10,null,null,null,null,"5907577413477",null,null,"AKCENT",null,null,"",null,10,null,"https://www.ospel.pl/sites/all/pliki/import/image/podtynk/akcent/bezowy/gp-2az_01.jpg","https://www.ospel.pl/sites/all/pliki/import/image/rysunki/akcent/gniazda_podwojne.jpg",null,"16A/250~, IP-20, zaciski gwintowe","","",null,null,null,"BEŻOWY",null,"0.0735 kg","82 mm","82 mm","28 mm",null,null,"2025-05-08",null,"","https://www.ospel.pl/sites/all/pliki/import/image/podtynk/akcent/bezowy/gp-2az_01.jpg","27.33.13.0","8536 69 90"]
[33,"GP-2AZ/24","Gniazdo podwójne z uziemieniem",16.2,1,"szt","PLN","23%","",10,null,null,null,null,"5907577413835",null,null,"AKCENT",null,null,"",null,10,null,"https://www.ospel.pl/sites/all/pliki/import/image/podtynk/akcent/brazowy/gp-2az_24.jpg","https://www.ospel.pl/sites/all/pliki/import/image/rysunki/akcent/gniazda_podwojne.jpg",null,"16A/250~, IP-20, zaciski gwintowe","","",null,null,null,"BRĄZOWY",null,"0.0735 kg","82 mm","82 mm","28 mm",null,null,"2025-05-08",null,"","https://www.ospel.pl/sites/all/pliki/import/image/podtynk/akcent/brazowy/gp-2az_24.jpg","27.33.13.0","8536 69 90"]
[34,"GPA-10AP/00","Gniazdo RTV przelotowe 10-dB",54.1,1,"szt","PLN","23%","",10,null,null,null,null,"5907577410919",null,null,"AKCENT",null,null,"",null,10,null,"https://www.ospel.pl/sites/all/pliki/import/image/podtynk/akcent/bialy/gpa-ak_00.jpg","https://www.ospel.pl/sites/all/pliki/import/image/rysunki/akcent/gniazda_rtv.jpg",null,"Współczynnik tłumienia 10dB","","",null,null,null,"BIAŁY",null,"0.124 kg","82 mm","82 mm","20 mm",null,null,"2025-05-08",null,"https://www.ospel.pl/sites/all/pliki/import/image/schematy/rtv_sat.pdf","https://www.ospel.pl/sites/all/pliki/import/image/podtynk/akcent/bialy/gpa-ak_00.jpg","26.40.52.0","8517 18 00"]
[35,"GPA-10AP/01","Gniazdo RTV przelotowe 10-dB",54.1,1,"szt","PLN","23%","",10,null,null,null,null,"5907577413514",null,null,"AKCENT",null,null,"",null,10,null,"https://www.ospel.pl/sites/all/pliki/import/image/podtynk/akcent/bezowy/gpa-10ap_01.jpg","https://www.ospel.pl/sites/all/pliki/import/image/rysunki/akcent/gniazda_rtv.jpg",null,"Współczynnik tłumienia 10dB","","",null,null,null,"BEŻOWY",null,"0.124 kg","82 mm","82 mm","20 mm",null,null,"2025-05-08",null,"https://www.ospel.pl/sites/all/pliki/import/image/schematy/rtv_sat.pdf","https://www.ospel.pl/sites/all/pliki/import/image/podtynk/akcent/bezowy/gpa-10ap_01.jpg","26.40.52.0","8517 18 00"]
[36,"GPA-10AP/24","Gniazdo RTV przelotowe 10-dB",54.1,1,"szt","PLN","23%","",10,null,null,null,null,"5907577413880",null,null,"AKCENT",null,null,"",null,10,null,"https://www.ospel.pl/sites/all/pliki/import/image/podtynk/akcent/brazowy/gpa-ak_24.jpg","https://www.ospel.pl/sites/all/pliki/import/image/rysunki/akcent/gniazda_rtv.jpg",null,"Współczynnik tłumienia 10dB","","",null,null,null,"BRĄZOWY",null,"0.124 kg","82 mm","82 mm","20 mm",null,null,"2025-05-08",null,"https://www.ospel.pl/sites/all/pliki/import/image/schematy/rtv_sat.pdf","https://www.ospel.pl/sites/all/pliki/import/image/podtynk/akcent/brazowy/gpa-ak_24.jpg","26.40.52.0","8517 18 00"]
[37,"GPA-10APZ/00","Gniazdo RTV zakończeniowe",57.5,1,"szt","PLN","23%","",10,null,null,null,null,"5907577410902",null,null,"AKCENT",null,null,"",null,10,null,"https://www.ospel.pl/sites/all/pliki/import/image/podtynk/akcent/bialy/gpa-ak_00.jpg","https://www.ospel.pl/sites/all/pliki/import/image/rysunki/akcent/gniazda_rtv.jpg",null,"Współczynnik tłumienia 10dB","","",null,null,null,"BIAŁY",null,"0.124 kg","82 mm","82 mm","20 mm",null,null,"2025-05-08",null,"https://www.ospel.pl/sites/all/pliki/import/image/schematy/rtv_sat.pdf","https://www.ospel.pl/sites/all/pliki/import/image/podtynk/akcent/bialy/gpa-ak_00.jpg","26.40.52.0","8517 18 00"]
[38,"GPA-10APZ/01","Gniazdo RTV zakończeniowe",57.5,1,"szt","PLN","23%","",10,null,null,null,null,"5907577413507",null,null,"AKCENT",null,null,"",null,10,null,"https://www.ospel.pl/sites/all/pliki/import/image/podtynk/akcent/bezowy/gpa-10ap_01.jpg","https://www.ospel.pl/sites/all/pliki/import/image/rysunki/akcent/gniazda_rtv.jpg",null,"Współczynnik tłumienia 10dB","","",null,null,null,"BEŻOWY",null,"0.124 kg","82 mm","82 mm","20 mm",null,null,"2025-05-08",null,"https://www.ospel.pl/sites/all/pliki/import/image/schematy/rtv_sat.pdf","https://www.ospel.pl/sites/all/pliki/import/image/podtynk/akcent/bezowy/gpa-10ap_01.jpg","26.40.52.0","8517 18 00"]
[39,"GPA-10APZ/24","Gniazdo RTV zakończeniowe",57.5,1,"szt","PLN","23%","",10,null,null,null,null,"5907577413873",null,null,"AKCENT",null,null,"",null,10,null,"https://www.ospel.pl/sites/all/pliki/import/image/podtynk/akcent/brazowy/gpa-ak_24.jpg","https://www.ospel.pl/sites/all/pliki/import/image/rysunki/akcent/gniazda_rtv.jpg",null,"Współczynnik tłumienia 10dB","","",null,null,null,"BRĄZOWY",null,"0.124 kg","82 mm","82 mm","20 mm",null,null,"2025-05-08",null,"https://www.ospel.pl/sites/all/pliki/import/image/schematy/rtv_sat.pdf","https://www.ospel.pl/sites/all/pliki/import/image/podtynk/akcent/brazowy/gpa-ak_24.jpg","26.40.52.0","8517 18 00"]
[40,"GPA-14AP/00","Gniazdo RTV przelotowe 14-dB",54.1,1,"szt","PLN","23%","",10,null,null,null,null,"5907577410926",null,null,"AKCENT",null,null,"",null,10,null,"https://www.ospel.pl/sites/all/pliki/import/image/podtynk/akcent/bialy/gpa-ak_00.jpg","https://www.ospel.pl/sites/all/pliki/import/image/rysunki/akcent/gniazda_rtv.jpg",null,"Współczynnik tłumienia 14dB","","",null,null,null,"BIAŁY",null,"0.124 kg","82 mm","82 mm","20 mm",null,null,"2025-05-08",null,"https://www.ospel.pl/sites/all/pliki/import/image/schematy/rtv_sat.pdf","https://www.ospel.pl/sites/all/pliki/import/image/podtynk/akcent/bialy/gpa-ak_00.jpg","26.40.52.0","8517 18 00"]
[41,"GPA-14AP/01","Gniazdo RTV przelotowe 14-dB",54.1,1,"szt","PLN","23%","",10,null,null,null,null,"5907577413521",null,null,"AKCENT",null,null,"",null,10,null,"https://www.ospel.pl/sites/all/pliki/import/image/podtynk/akcent/bezowy/gpa-10ap_01.jpg","https://www.ospel.pl/sites/all/pliki/import/image/rysunki/akcent/gniazda_rtv.jpg",null,"Współczynnik tłumienia 14dB","","",null,null,null,"BEŻOWY",null,"0.124 kg","82 mm","82 mm","20 mm",null,null,"2025-05-08",null,"https://www.ospel.pl/sites/all/pliki/import/image/schematy/rtv_sat.pdf","https://www.ospel.pl/sites/all/pliki/import/image/podtynk/akcent/bezowy/gpa-10ap_01.jpg","26.40.52.0","8517 18 00"]
[42,"GPA-14AP/24","Gniazdo RTV przelotowe 14-dB",54.1,1,"szt","PLN","23%","",10,null,null,null,null,"5907577413897",null,null,"AKCENT",null,null,"",null,10,null,"https://www.ospel.pl/sites/all/pliki/import/image/podtynk/akcent/brazowy/gpa-ak_24.jpg","https://www.ospel.pl/sites/all/pliki/import/image/rysunki/akcent/gniazda_rtv.jpg",null,"Współczynnik tłumienia 14dB","","",null,null,null,"BRĄZOWY",null,"0.124 kg","82 mm","82 mm","20 mm",null,null,"2025-05-08",null,"https://www.ospel.pl/sites/all/pliki/import/image/schematy/rtv_sat.pdf","https://www.ospel.pl/sites/all/pliki/import/image/podtynk/akcent/brazowy/gpa-ak_24.jpg","26.40.52.0","8517 18 00"]
[43,"GPA-16AP/00","Gniazdo RTV przelotowe 16-dB",54.1,1,"szt","PLN","23%","",10,null,null,null,null,"5907577410933",null,null,"AKCENT",null,null,"",null,10,null,"https://www.ospel.pl/sites/all/pliki/import/image/podtynk/akcent/bialy/gpa-ak_00.jpg","https://www.ospel.pl/sites/all/pliki/import/image/rysunki/akcent/gniazda_rtv.jpg",null,"Współczynnik tłumienia 16dB","","",null,null,null,"BIAŁY",null,"0.124 kg","82 mm","82 mm","20 mm",null,null,"2025-05-08",null,"https://www.ospel.pl/sites/all/pliki/import/image/schematy/rtv_sat.pdf","https://www.ospel.pl/sites/all/pliki/import/image/podtynk/akcent/bialy/gpa-ak_00.jpg","26.40.52.0","8517 18 00"]
[44,"GPA-16AP/01","Gniazdo RTV przelotowe 16-dB",54.1,1,"szt","PLN","23%","",10,null,null,null,null,"5907577413538",null,null,"AKCENT",null,null,"",null,10,null,"https://www.ospel.pl/sites/all/pliki/import/image/podtynk/akcent/bezowy/gpa-10ap_01.jpg","https://www.ospel.pl/sites/all/pliki/import/image/rysunki/akcent/gniazda_rtv.jpg",null,"Współczynnik tłumienia 16dB","","",null,null,null,"BEŻOWY",null,"0.124 kg","82 mm","82 mm","20 mm",null,null,"2025-05-08",null,"https://www.ospel.pl/sites/all/pliki/import/image/schematy/rtv_sat.pdf","https://www.ospel.pl/sites/all/pliki/import/image/podtynk/akcent/bezowy/gpa-10ap_01.jpg","26.40.52.0","8517 18 00"]
[45,"GPA-16AP/24","Gniazdo RTV przelotowe 16-dB",54.1,1,"szt","PLN","23%","",10,null,null,null,null,"5907577413903",null,null,"AKCENT",null,null,"",null,10,null,"https://www.ospel.pl/sites/all/pliki/import/image/podtynk/akcent/brazowy/gpa-ak_24.jpg","https://www.ospel.pl/sites/all/pliki/import/image/rysunki/akcent/gniazda_rtv.jpg",null,"Współczynnik tłumienia 16dB","","",null,null,null,"BRĄZOWY",null,"0.124 kg","82 mm","82 mm","20 mm",null,null,"2025-05-08",null,"https://www.ospel.pl/sites/all/pliki/import/image/schematy/rtv_sat.pdf","https://www.ospel.pl/sites/all/pliki/import/image/podtynk/akcent/brazowy/gpa-ak_24.jpg","26.40.52.0","8517 18 00"]
[46,"GPA-1AF/00","Gniazdo antenowe typu F pojedyncze",21,1,"szt","PLN","23%","",10,null,null,null,null,"5906729005959",null,null,"AKCENT",null,null,"",null,10,null,"https://www.ospel.pl/sites/all/pliki/import/image/podtynk/akcent/bialy/gpa-1af_00.jpg","https://www.ospel.pl/sites/all/pliki/import/image/rysunki/akcent/gniazda_antenowe.jpg",null,"","","",null,null,null,"BIAŁY",null,"0.0605 kg","82 mm","82 mm","21 mm",null,null,"2025-05-08",null,"","https://www.ospel.pl/sites/all/pliki/import/image/podtynk/akcent/bialy/gpa-1af_00.jpg","26.40.52.0","8517 18 00"]
[47,"GPA-1AF/01","Gniazdo antenowe typu F pojedyncze",21,1,"szt","PLN","23%","",10,null,null,null,null,"5906729005966",null,null,"AKCENT",null,null,"",null,10,null,"https://www.ospel.pl/sites/all/pliki/import/image/podtynk/akcent/bezowy/gpa-1af_01.jpg","https://www.ospel.pl/sites/all/pliki/import/image/rysunki/akcent/gniazda_antenowe.jpg",null,"","","",null,null,null,"BEŻOWY",null,"0.0605 kg","82 mm","82 mm","21 mm",null,null,"2025-05-08",null,"","https://www.ospel.pl/sites/all/pliki/import/image/podtynk/akcent/bezowy/gpa-1af_01.jpg","26.40.52.0","8517 18 00"]
[48,"GPA-1AF/24","Gniazdo antenowe typu F pojedyncze",21,1,"szt","PLN","23%","",10,null,null,null,null,"5906729005973",null,null,"AKCENT",null,null,"",null,10,null,"https://www.ospel.pl/sites/all/pliki/import/image/podtynk/akcent/brazowy/gpa-1af_24.jpg","https://www.ospel.pl/sites/all/pliki/import/image/rysunki/akcent/gniazda_antenowe.jpg",null,"","","",null,null,null,"BRĄZOWY",null,"0.0605 kg","82 mm","82 mm","21 mm",null,null,"2025-05-08",null,"","https://www.ospel.pl/sites/all/pliki/import/image/podtynk/akcent/brazowy/gpa-1af_24.jpg","26.40.52.0","8517 18 00"]
[49,"GPA-2AF/00","Gniazdo antenowe typu F podwójne",25.9,1,"szt","PLN","23%","",10,null,null,null,null,"5906729006031",null,null,"AKCENT",null,null,"",null,10,null,"https://www.ospel.pl/sites/all/pliki/import/image/podtynk/akcent/bialy/gpa-2af_00.jpg","",null,"","","",null,null,null,"BIAŁY",null,"","82 mm","82 mm","21 mm",null,null,"2025-05-08",null,"","https://www.ospel.pl/sites/all/pliki/import/image/podtynk/akcent/bialy/gpa-2af_00.jpg","26.40.52.0","8517 18 00"]
[50,"GPA-2AF/01","Gniazdo antenowe typu F podwójne",25.9,1,"szt","PLN","23%","",10,null,null,null,null,"5906729006048",null,null,"AKCENT",null,null,"",null,10,null,"https://www.ospel.pl/sites/all/pliki/import/image/podtynk/akcent/bezowy/gpa-2af_01.jpg","",null,"","","",null,null,null,"BEŻOWY",null,"","82 mm","82 mm","21 mm",null,null,"2025-05-08",null,"","https://www.ospel.pl/sites/all/pliki/import/image/podtynk/akcent/bezowy/gpa-2af_01.jpg","26.40.52.0","8517 18 00"]
[51,"GPA-2AF/24","Gniazdo antenowe typu F podwójne",25.9,1,"szt","PLN","23%","",10,null,null,null,null,"5906729006055",null,null,"AKCENT",null,null,"",null,10,null,"https://www.ospel.pl/sites/all/pliki/import/image/podtynk/akcent/brazowy/gpa-2af_24.jpg","",null,"","","",null,null,null,"BRĄZOWY",null,"","82 mm","82 mm","21 mm",null,null,"2025-05-08",null,"","https://www.ospel.pl/sites/all/pliki/import/image/podtynk/akcent/brazowy/gpa-2af_24.jpg","26.40.52.0","8517 18 00"]
[52,"GPA-AK/00","Gniazdo RTV końcowe",52.8,1,"szt","PLN","23%","",10,null,null,null,null,"5907577410896",null,null,"AKCENT",null,null,"",null,10,null,"https://www.ospel.pl/sites/all/pliki/import/image/podtynk/akcent/bialy/gpa-ak_00.jpg","https://www.ospel.pl/sites/all/pliki/import/image/rysunki/akcent/gniazda_rtv.jpg",null,"Współczynnik tłumienia 2,5-3dB","","",null,null,null,"BIAŁY",null,"0.123 kg","82 mm","82 mm","20 mm",null,null,"2025-05-08",null,"https://www.ospel.pl/sites/all/pliki/import/image/schematy/rtv_sat.pdf","https://www.ospel.pl/sites/all/pliki/import/image/podtynk/akcent/bialy/gpa-ak_00.jpg","26.40.52.0","8517 18 00"]
[53,"GPA-AK/01","Gniazdo RTV końcowe",52.8,1,"szt","PLN","23%","",10,null,null,null,null,"5907577413484",null,null,"AKCENT",null,null,"",null,10,null,"https://www.ospel.pl/sites/all/pliki/import/image/podtynk/akcent/bezowy/gpa-10ap_01.jpg","https://www.ospel.pl/sites/all/pliki/import/image/rysunki/akcent/gniazda_rtv.jpg",null,"Współczynnik tłumienia 2,5-3dB","","",null,null,null,"BEŻOWY",null,"0.123 kg","82 mm","82 mm","20 mm",null,null,"2025-05-08",null,"https://www.ospel.pl/sites/all/pliki/import/image/schematy/rtv_sat.pdf","https://www.ospel.pl/sites/all/pliki/import/image/podtynk/akcent/bezowy/gpa-10ap_01.jpg","26.40.52.0","8517 18 00"]
[54,"GPA-AK/24","Gniazdo RTV końcowe",52.8,1,"szt","PLN","23%","",10,null,null,null,null,"5907577413866",null,null,"AKCENT",null,null,"",null,10,null,"https://www.ospel.pl/sites/all/pliki/import/image/podtynk/akcent/brazowy/gpa-ak_24.jpg","https://www.ospel.pl/sites/all/pliki/import/image/rysunki/akcent/gniazda_rtv.jpg",null,"Współczynnik tłumienia 2,5-3dB","","",null,null,null,"BRĄZOWY",null,"0.123 kg","82 mm","82 mm","20 mm",null,null,"2025-05-08",null,"https://www.ospel.pl/sites/all/pliki/import/image/schematy/rtv_sat.pdf","https://www.ospel.pl/sites/all/pliki/import/image/podtynk/akcent/brazowy/gpa-ak_24.jpg","26.40.52.0","8517 18 00"]
[55,"GPA-AS/00","Gniazdo RTV-SAT końcowe",73.900000000000006,1,"szt","PLN","23%","",10,null,null,null,null,"5907577426569",null,null,"AKCENT",null,null,"",null,10,null,"https://www.ospel.pl/sites/all/pliki/import/image/podtynk/akcent/bialy/gpa-as_00.jpg","https://www.ospel.pl/sites/all/pliki/import/image/rysunki/akcent/gniazda_rtv_sat.jpg",null,"Współczynnik tłumienia 1,5-2dB","","",null,null,null,"BIAŁY",null,"0.1085 kg","82 mm","82 mm","20 mm",null,null,"2025-05-08",null,"https://www.ospel.pl/sites/all/pliki/import/image/schematy/rtv_sat.pdf","https://www.ospel.pl/sites/all/pliki/import/image/podtynk/akcent/bialy/gpa-as_00.jpg","26.40.52.0","8517 18 00"]
[56,"GPA-AS/01","Gniazdo RTV-SAT końcowe",73.900000000000006,1,"szt","PLN","23%","",10,null,null,null,null,"5907577426576",null,null,"AKCENT",null,null,"",null,10,null,"https://www.ospel.pl/sites/all/pliki/import/image/podtynk/akcent/bezowy/gpa-as_01.jpg","https://www.ospel.pl/sites/all/pliki/import/image/rysunki/akcent/gniazda_rtv_sat.jpg",null,"Współczynnik tłumienia 1,5-2dB","","",null,null,null,"BEŻOWY",null,"0.1085 kg","82 mm","82 mm","20 mm",null,null,"2025-05-08",null,"https://www.ospel.pl/sites/all/pliki/import/image/schematy/rtv_sat.pdf","https://www.ospel.pl/sites/all/pliki/import/image/podtynk/akcent/bezowy/gpa-as_01.jpg","26.40.52.0","8517 18 00"]
[57,"GPA-AS/24","Gniazdo RTV-SAT końcowe",73.900000000000006,1,"szt","PLN","23%","",10,null,null,null,null,"5907577426583",null,null,"AKCENT",null,null,"",null,10,null,"https://www.ospel.pl/sites/all/pliki/import/image/podtynk/akcent/brazowy/gpa-as_24.jpg","https://www.ospel.pl/sites/all/pliki/import/image/rysunki/akcent/gniazda_rtv_sat.jpg",null,"Współczynnik tłumienia 1,5-2dB","","",null,null,null,"BRĄZOWY",null,"0.1085 kg","82 mm","82 mm","20 mm",null,null,"2025-05-08",null,"https://www.ospel.pl/sites/all/pliki/import/image/schematy/rtv_sat.pdf","https://www.ospel.pl/sites/all/pliki/import/image/podtynk/akcent/brazowy/gpa-as_24.jpg","26.40.52.0","8517 18 00"]
[58,"GPH-1AS/00/d","Gniazdo bryzgoszczelne z uziemieniem schuko IP-44 wieczko przezroczyste",24.5,1,"szt","PLN","23%","",10,null,null,null,null,"5907577426255",null,null,"AKCENT",null,null,"",null,10,null,"https://www.ospel.pl/sites/all/pliki/import/image/podtynk/akcent/bialy/gph-1as_00_w.jpg","https://www.ospel.pl/sites/all/pliki/import/image/rysunki/akcent/gniazda_bryzgoszczelne.jpg",null,"16A/250~, IP-44, zaciski gwintowe","","",null,null,null,"BIAŁY",null,"0.0795 kg","85 mm","85 mm","30 mm",null,null,"2025-05-08",null,"","https://www.ospel.pl/sites/all/pliki/import/image/podtynk/akcent/bialy/gph-1as_00_w.jpg","27.33.13.0","8536 69 90"]
[59,"GPH-1AS/00/w","Gniazdo bryzgoszczelne z uziemieniem schuko IP-44 wieczko w kolorze wyrobu",24.5,1,"szt","PLN","23%","",10,null,null,null,null,"5907577424732",null,null,"AKCENT",null,null,"",null,10,null,"https://www.ospel.pl/sites/all/pliki/import/image/podtynk/akcent/bialy/gph-1as_00_w.jpg","https://www.ospel.pl/sites/all/pliki/import/image/rysunki/akcent/gniazda_bryzgoszczelne.jpg",null,"16A/250~, IP-44, zaciski gwintowe","","",null,null,null,"BIAŁY",null,"0.0795 kg","85 mm","85 mm","30 mm",null,null,"2025-05-08",null,"","https://www.ospel.pl/sites/all/pliki/import/image/podtynk/akcent/bialy/gph-1as_00_w.jpg","27.33.13.0","8536 69 90"]
[60,"GPH-1AS/01/d","Gniazdo bryzgoszczelne z uziemieniem schuko IP-44 wieczko przezroczyste",24.5,1,"szt","PLN","23%","",10,null,null,null,null,"5907577426989",null,null,"AKCENT",null,null,"",null,10,null,"https://www.ospel.pl/sites/all/pliki/import/image/podtynk/akcent/bezowy/gph-1as_01_d.jpg","https://www.ospel.pl/sites/all/pliki/import/image/rysunki/akcent/gniazda_bryzgoszczelne.jpg",null,"16A/250~, IP-44, zaciski gwintowe","","",null,null,null,"BEŻOWY",null,"0.0795 kg","85 mm","85 mm","30 mm",null,null,"2025-05-08",null,"","https://www.ospel.pl/sites/all/pliki/import/image/podtynk/akcent/bezowy/gph-1as_01_d.jpg","27.33.13.0","8536 69 90"]
[61,"GPH-1AS/24/d","Gniazdo bryzgoszczelne z uziemieniem schuko IP-44 wieczko przezroczyste",24.5,1,"szt","PLN","23%","",10,null,null,null,null,"5907577433703",null,null,"AKCENT",null,null,"",null,10,null,"https://www.ospel.pl/sites/all/pliki/import/image/podtynk/akcent/brazowy/gph-1as_24_d.jpg","https://www.ospel.pl/sites/all/pliki/import/image/rysunki/akcent/gniazda_bryzgoszczelne.jpg",null,"16A/250~, IP-44, zaciski gwintowe","","",null,null,null,"BRĄZOWY",null,"0.0795 kg","85 mm","85 mm","30 mm",null,null,"2025-05-08",null,"","https://www.ospel.pl/sites/all/pliki/import/image/podtynk/akcent/brazowy/gph-1as_24_d.jpg","27.33.13.0","8536 69 90"]
[62,"GPH-1ASP/00/d","Gniazdo bryzgoszczelne z uziemieniem schuko IP-44 z przesłonami torów prądowych wieczko przezroczyste",25.7,1,"szt","PLN","23%","",10,null,null,null,null,"5907577430085",null,null,"AKCENT",null,null,"",null,10,null,"https://www.ospel.pl/sites/all/pliki/import/image/podtynk/akcent/bialy/gph-1asp_00_w.jpg","https://www.ospel.pl/sites/all/pliki/import/image/rysunki/akcent/gniazda_bryzgoszczelne.jpg",null,"16A/250~, IP-44, zaciski gwintowe","","",null,null,null,"BIAŁY",null,"0.0805 kg","85 mm","85 mm","30 mm",null,null,"2025-05-08",null,"","https://www.ospel.pl/sites/all/pliki/import/image/podtynk/akcent/bialy/gph-1asp_00_w.jpg","27.33.13.0","8536 69 90"]
[63,"GPH-1ASP/01/d","Gniazdo bryzgoszczelne z uziemieniem schuko IP-44 z przesłonami torów prądowych wieczko przezroczyste",25.7,1,"szt","PLN","23%","",10,null,null,null,null,"5907577434793",null,null,"AKCENT",null,null,"",null,10,null,"https://www.ospel.pl/sites/all/pliki/import/image/podtynk/akcent/bezowy/gph-1asp_01_d.jpg","https://www.ospel.pl/sites/all/pliki/import/image/rysunki/akcent/gniazda_bryzgoszczelne.jpg",null,"16A/250~, IP-44, zaciski gwintowe","","",null,null,null,"BEŻOWY",null,"0.0805 kg","85 mm","85 mm","30 mm",null,null,"2025-05-08",null,"","https://www.ospel.pl/sites/all/pliki/import/image/podtynk/akcent/bezowy/gph-1asp_01_d.jpg","27.33.13.0","8536 69 90"]
[64,"GPH-1ASP/24/d","Gniazdo bryzgoszczelne z uziemieniem schuko IP-44 z przesłonami torów prądowych wieczko przezroczyste",25.7,1,"szt","PLN","23%","",10,null,null,null,null,"5907577442262",null,null,"AKCENT",null,null,"",null,10,null,"https://www.ospel.pl/sites/all/pliki/import/image/podtynk/akcent/brazowy/gph-1asp_24_d.jpg","https://www.ospel.pl/sites/all/pliki/import/image/rysunki/akcent/gniazda_bryzgoszczelne.jpg",null,"16A/250~, IP-44, zaciski gwintowe","","",null,null,null,"BRĄZOWY",null,"0.0805 kg","85 mm","85 mm","30 mm",null,null,"2025-05-08",null,"","https://www.ospel.pl/sites/all/pliki/import/image/podtynk/akcent/brazowy/gph-1asp_24_d.jpg","27.33.13.0","8536 69 90"]
[65,"GPH-1AZ/00/d","Gniazdo bryzgoszczelne z uziemieniem IP-44 wieczko przezroczyste",23.2,1,"szt","PLN","23%","",10,null,null,null,null,"5907577411077",null,null,"AKCENT",null,null,"",null,10,null,"https://www.ospel.pl/sites/all/pliki/import/image/podtynk/akcent/bialy/gph-1az_00_d.jpg","https://www.ospel.pl/sites/all/pliki/import/image/rysunki/akcent/gniazda_bryzgoszczelne.jpg",null,"16A/250~, IP-44, zaciski gwintowe","","",null,null,null,"BIAŁY",null,"0.0845 kg","85 mm","85 mm","26 mm",null,null,"2025-05-08",null,"","https://www.ospel.pl/sites/all/pliki/import/image/podtynk/akcent/bialy/gph-1az_00_d.jpg","27.33.13.0","8536 69 90"]
[66,"GPH-1AZ/00/w","Gniazdo bryzgoszczelne z uziemieniem IP-44 wieczko w kolorze wyrobu",23.2,1,"szt","PLN","23%","",10,null,null,null,null,"5907577411008",null,null,"AKCENT",null,null,"",null,10,null,"https://www.ospel.pl/sites/all/pliki/import/image/podtynk/akcent/bialy/gph-1az_00_d.jpg","https://www.ospel.pl/sites/all/pliki/import/image/rysunki/akcent/gniazda_bryzgoszczelne.jpg",null,"16A/250~, IP-44, zaciski gwintowe","","",null,null,null,"BIAŁY",null,"0.0845 kg","85 mm","85 mm","26 mm",null,null,"2025-05-08",null,"","https://www.ospel.pl/sites/all/pliki/import/image/podtynk/akcent/bialy/gph-1az_00_d.jpg","27.33.13.0","8536 69 90"]
[67,"GPH-1AZ/01/d","Gniazdo bryzgoszczelne z uziemieniem IP-44 wieczko przezroczyste",23.2,1,"szt","PLN","23%","",10,null,null,null,null,"5907577413613",null,null,"AKCENT",null,null,"",null,10,null,"https://www.ospel.pl/sites/all/pliki/import/image/podtynk/akcent/bezowy/gph-1az_01_d.jpg","https://www.ospel.pl/sites/all/pliki/import/image/rysunki/akcent/gniazda_bryzgoszczelne.jpg",null,"16A/250~, IP-44, zaciski gwintowe","","",null,null,null,"BEŻOWY",null,"0.0845 kg","85 mm","85 mm","26 mm",null,null,"2025-05-08",null,"","https://www.ospel.pl/sites/all/pliki/import/image/podtynk/akcent/bezowy/gph-1az_01_d.jpg","27.33.13.0","8536 69 90"]
[68,"GPH-1AZ/24/d","Gniazdo bryzgoszczelne z uziemieniem IP-44 wieczko przezroczyste",23.2,1,"szt","PLN","23%","",10,null,null,null,null,"5907577414009",null,null,"AKCENT",null,null,"",null,10,null,"https://www.ospel.pl/sites/all/pliki/import/image/podtynk/akcent/brazowy/gph-1az_24_d.jpg","https://www.ospel.pl/sites/all/pliki/import/image/rysunki/akcent/gniazda_bryzgoszczelne.jpg",null,"16A/250~, IP-44, zaciski gwintowe","","",null,null,null,"BRĄZOWY",null,"0.0845 kg","85 mm","85 mm","26 mm",null,null,"2025-05-08",null,"","https://www.ospel.pl/sites/all/pliki/import/image/podtynk/akcent/brazowy/gph-1az_24_d.jpg","27.33.13.0","8536 69 90"]
[69,"GPK-1A/F/00","Gniazdo komputerowe pojedyncze, kat. 5e FOREX",51.4,1,"szt","PLN","23%","",10,null,null,null,null,"5907577431686",null,null,"AKCENT",null,null,"",null,10,null,"https://www.ospel.pl/sites/all/pliki/import/image/podtynk/akcent/bialy/gpk-1a_k_00.jpg","https://www.ospel.pl/sites/all/pliki/import/image/rysunki/akcent/gniazda_t_k.jpg",null,"Złącze IDC","","",null,null,null,"BIAŁY",null,"0.042 kg","82 mm","82 mm","21 mm",null,null,"2025-05-08",null,"","https://www.ospel.pl/sites/all/pliki/import/image/podtynk/akcent/bialy/gpk-1a_k_00.jpg","26.30.30.0","8517 18 00"]
[70,"GPK-1A/F/01","Gniazdo komputerowe pojedyncze, kat. 5e FOREX",51.4,1,"szt","PLN","23%","",10,null,null,null,null,"5907577431716",null,null,"AKCENT",null,null,"",null,10,null,"https://www.ospel.pl/sites/all/pliki/import/image/podtynk/akcent/bezowy/gpk-1a_01.jpg","https://www.ospel.pl/sites/all/pliki/import/image/rysunki/akcent/gniazda_t_k.jpg",null,"Złącze IDC","","",null,null,null,"BEŻOWY",null,"0.042 kg","82 mm","82 mm","21 mm",null,null,"2025-05-08",null,"","https://www.ospel.pl/sites/all/pliki/import/image/podtynk/akcent/bezowy/gpk-1a_01.jpg","26.30.30.0","8517 18 00"]
[71,"GPK-1A/F/24","Gniazdo komputerowe pojedyncze, kat. 5e FOREX",51.4,1,"szt","PLN","23%","",10,null,null,null,null,"5907577431693",null,null,"AKCENT",null,null,"",null,10,null,"https://www.ospel.pl/sites/all/pliki/import/image/podtynk/akcent/brazowy/gpk-1a_24.jpg","https://www.ospel.pl/sites/all/pliki/import/image/rysunki/akcent/gniazda_t_k.jpg",null,"Złącze IDC","","",null,null,null,"BRĄZOWY",null,"0.042 kg","82 mm","82 mm","21 mm",null,null,"2025-05-08",null,"","https://www.ospel.pl/sites/all/pliki/import/image/podtynk/akcent/brazowy/gpk-1a_24.jpg","26.30.30.0","8517 18 00"]
[72,"GPK-1A/K/00","Gniazdo komputerowe pojedyncze, kat. 5e MMC",56.5,1,"szt","PLN","23%","",10,null,null,null,null,"5907577410940",null,null,"AKCENT",null,null,"",null,10,null,"https://www.ospel.pl/sites/all/pliki/import/image/podtynk/akcent/bialy/gpk-1a_k_00.jpg","https://www.ospel.pl/sites/all/pliki/import/image/rysunki/akcent/gniazda_t_k.jpg",null,"Złącze IDC","","",null,null,null,"BIAŁY",null,"0.042 kg","82 mm","82 mm","21 mm",null,null,"2025-05-08",null,"","https://www.ospel.pl/sites/all/pliki/import/image/podtynk/akcent/bialy/gpk-1a_k_00.jpg","26.30.30.0","8517 18 00"]
[73,"GPK-1A/K/01","Gniazdo komputerowe pojedyncze, kat. 5e MMC",56.5,1,"szt","PLN","23%","",10,null,null,null,null,"5907577413545",null,null,"AKCENT",null,null,"",null,10,null,"https://www.ospel.pl/sites/all/pliki/import/image/podtynk/akcent/bezowy/gpk-1a_01.jpg","https://www.ospel.pl/sites/all/pliki/import/image/rysunki/akcent/gniazda_t_k.jpg",null,"Złącze IDC","","",null,null,null,"BEŻOWY",null,"0.042 kg","82 mm","82 mm","21 mm",null,null,"2025-05-08",null,"","https://www.ospel.pl/sites/all/pliki/import/image/podtynk/akcent/bezowy/gpk-1a_01.jpg","26.30.30.0","8517 18 00"]
[74,"GPK-1A/K/24","Gniazdo komputerowe pojedyncze, kat. 5e MMC",56.5,1,"szt","PLN","23%","",10,null,null,null,null,"5907577413910",null,null,"AKCENT",null,null,"",null,10,null,"https://www.ospel.pl/sites/all/pliki/import/image/podtynk/akcent/brazowy/gpk-1a_24.jpg","https://www.ospel.pl/sites/all/pliki/import/image/rysunki/akcent/gniazda_t_k.jpg",null,"Złącze IDC","","",null,null,null,"BRĄZOWY",null,"0.042 kg","82 mm","82 mm","21 mm",null,null,"2025-05-08",null,"","https://www.ospel.pl/sites/all/pliki/import/image/podtynk/akcent/brazowy/gpk-1a_24.jpg","26.30.30.0","8517 18 00"]
[75,"GPK-2A/F/00","Gniazdo komputerowe podwójne, kat. 5e FOREX",79.099999999999994,1,"szt","PLN","23%","",10,null,null,null,null,"5907577431723",null,null,"AKCENT",null,null,"",null,10,null,"https://www.ospel.pl/sites/all/pliki/import/image/podtynk/akcent/bialy/gpk-2a_k_00.jpg","https://www.ospel.pl/sites/all/pliki/import/image/rysunki/akcent/gniazda_t_k.jpg",null,"Złącze IDC","","",null,null,null,"BIAŁY",null,"0.0465 kg","82 mm","82 mm","21 mm",null,null,"2025-05-08",null,"","https://www.ospel.pl/sites/all/pliki/import/image/podtynk/akcent/bialy/gpk-2a_k_00.jpg","26.30.30.0","8517 18 00"]
[76,"GPK-2A/F/01","Gniazdo komputerowe podwójne, kat. 5e FOREX",79.099999999999994,1,"szt","PLN","23%","",10,null,null,null,null,"5907577431754",null,null,"AKCENT",null,null,"",null,10,null,"https://www.ospel.pl/sites/all/pliki/import/image/podtynk/akcent/bezowy/gpk-2a_01.jpg","https://www.ospel.pl/sites/all/pliki/import/image/rysunki/akcent/gniazda_t_k.jpg",null,"Złącze IDC","","",null,null,null,"BEŻOWY",null,"0.0465 kg","82 mm","82 mm","21 mm",null,null,"2025-05-08",null,"","https://www.ospel.pl/sites/all/pliki/import/image/podtynk/akcent/bezowy/gpk-2a_01.jpg","26.30.30.0","8517 18 00"]
[77,"GPK-2A/F/24","Gniazdo komputerowe podwójne, kat. 5e FOREX",79.099999999999994,1,"szt","PLN","23%","",10,null,null,null,null,"5907577431730",null,null,"AKCENT",null,null,"",null,10,null,"https://www.ospel.pl/sites/all/pliki/import/image/podtynk/akcent/brazowy/gpk-2a_24.jpg","https://www.ospel.pl/sites/all/pliki/import/image/rysunki/akcent/gniazda_t_k.jpg",null,"Złącze IDC","","",null,null,null,"BRĄZOWY",null,"0.0465 kg","82 mm","82 mm","21 mm",null,null,"2025-05-08",null,"","https://www.ospel.pl/sites/all/pliki/import/image/podtynk/akcent/brazowy/gpk-2a_24.jpg","26.30.30.0","8517 18 00"]
[78,"GPK-2A/K/00","Gniazdo komputerowe podwójne, kat. 5e MMC",91.8,1,"szt","PLN","23%","",10,null,null,null,null,"5907577410957",null,null,"AKCENT",null,null,"",null,10,null,"https://www.ospel.pl/sites/all/pliki/import/image/podtynk/akcent/bialy/gpk-2a_k_00.jpg","https://www.ospel.pl/sites/all/pliki/import/image/rysunki/akcent/gniazda_t_k.jpg",null,"Złącze IDC","","",null,null,null,"BIAŁY",null,"0.0465 kg","82 mm","82 mm","21 mm",null,null,"2025-05-08",null,"","https://www.ospel.pl/sites/all/pliki/import/image/podtynk/akcent/bialy/gpk-2a_k_00.jpg","26.30.30.0","8517 18 00"]
[79,"GPK-2A/K/01","Gniazdo komputerowe podwójne, kat. 5e MMC",91.8,1,"szt","PLN","23%","",10,null,null,null,null,"5907577413552",null,null,"AKCENT",null,null,"",null,10,null,"https://www.ospel.pl/sites/all/pliki/import/image/podtynk/akcent/bezowy/gpk-2a_01.jpg","https://www.ospel.pl/sites/all/pliki/import/image/rysunki/akcent/gniazda_t_k.jpg",null,"Złącze IDC","","",null,null,null,"BEŻOWY",null,"0.0465 kg","82 mm","82 mm","21 mm",null,null,"2025-05-08",null,"","https://www.ospel.pl/sites/all/pliki/import/image/podtynk/akcent/bezowy/gpk-2a_01.jpg","26.30.30.0","8517 18 00"]
[80,"GPK-2A/K/24","Gniazdo komputerowe podwójne, kat. 5e MMC",91.8,1,"szt","PLN","23%","",10,null,null,null,null,"5907577413927",null,null,"AKCENT",null,null,"",null,10,null,"https://www.ospel.pl/sites/all/pliki/import/image/podtynk/akcent/brazowy/gpk-2a_24.jpg","https://www.ospel.pl/sites/all/pliki/import/image/rysunki/akcent/gniazda_t_k.jpg",null,"Złącze IDC","","",null,null,null,"BRĄZOWY",null,"0.0465 kg","82 mm","82 mm","21 mm",null,null,"2025-05-08",null,"","https://www.ospel.pl/sites/all/pliki/import/image/podtynk/akcent/brazowy/gpk-2a_24.jpg","26.30.30.0","8517 18 00"]
[81,"GPKT-A/F/00","Gniazdo komputerowo-telefoniczne RJ 45 kat. 5e, (8-stykowe) + RJ 11 (4-stykowe)",75.2,1,"szt","PLN","23%","",10,null,null,null,null,"5907577431761",null,null,"AKCENT",null,null,"",null,10,null,"https://www.ospel.pl/sites/all/pliki/import/image/podtynk/akcent/bialy/gpkt-a_k_00.jpg","https://www.ospel.pl/sites/all/pliki/import/image/rysunki/akcent/gniazda_t_k.jpg",null,"Złącze IDC","","",null,null,null,"BIAŁY",null,"0.049 kg","82 mm","82 mm","21 mm",null,null,"2025-05-08",null,"","https://www.ospel.pl/sites/all/pliki/import/image/podtynk/akcent/bialy/gpkt-a_k_00.jpg","26.30.30.0","8517 18 00"]
[82,"GPKT-A/F/01","Gniazdo komputerowo-telefoniczne RJ 45 kat. 5e, (8-stykowe) + RJ 11 (4-stykowe)",75.2,1,"szt","PLN","23%","",10,null,null,null,null,"5907577431792",null,null,"AKCENT",null,null,"",null,10,null,"https://www.ospel.pl/sites/all/pliki/import/image/podtynk/akcent/bezowy/gpkt-a_01.jpg","https://www.ospel.pl/sites/all/pliki/import/image/rysunki/akcent/gniazda_t_k.jpg",null,"Złącze IDC","","",null,null,null,"BEŻOWY",null,"0.049 kg","82 mm","82 mm","21 mm",null,null,"2025-05-08",null,"","https://www.ospel.pl/sites/all/pliki/import/image/podtynk/akcent/bezowy/gpkt-a_01.jpg","26.30.30.0","8517 18 00"]
[83,"GPKT-A/F/24","Gniazdo komputerowo-telefoniczne RJ 45 kat. 5e, (8-stykowe) + RJ 11 (4-stykowe)",75.2,1,"szt","PLN","23%","",10,null,null,null,null,"5907577431778",null,null,"AKCENT",null,null,"",null,10,null,"https://www.ospel.pl/sites/all/pliki/import/image/podtynk/akcent/brazowy/gpkt-a_24.jpg","https://www.ospel.pl/sites/all/pliki/import/image/rysunki/akcent/gniazda_t_k.jpg",null,"Złącze IDC","","",null,null,null,"BRĄZOWY",null,"0.049 kg","82 mm","82 mm","21 mm",null,null,"2025-05-08",null,"","https://www.ospel.pl/sites/all/pliki/import/image/podtynk/akcent/brazowy/gpkt-a_24.jpg","26.30.30.0","8517 18 00"]
[84,"GPKT-A/K/00","Gniazdo komputerowo-telefoniczne RJ 45 kat. 5e, (8-stykowe) + RJ 11 (6-stykowe)",90.2,1,"szt","PLN","23%","",10,null,null,null,null,"5907577410964",null,null,"AKCENT",null,null,"",null,10,null,"https://www.ospel.pl/sites/all/pliki/import/image/podtynk/akcent/specjalne/gpkt-a_k_00.jpg","https://www.ospel.pl/sites/all/pliki/import/image/rysunki/akcent/gniazda_t_k.jpg",null,"Złącze IDC","","",null,null,null,"BIAŁY",null,"0.049 kg","82 mm","82 mm","21 mm",null,null,"2025-05-08",null,"","https://www.ospel.pl/sites/all/pliki/import/image/podtynk/akcent/specjalne/gpkt-a_k_00.jpg","26.30.30.0","8517 18 00"]
[85,"GPKT-A/K/01","Gniazdo komputerowo-telefoniczne RJ 45 kat. 5e, (8-stykowe) + RJ 11 (6-stykowe)",90.2,1,"szt","PLN","23%","",10,null,null,null,null,"5907577413569",null,null,"AKCENT",null,null,"",null,10,null,"https://www.ospel.pl/sites/all/pliki/import/image/podtynk/akcent/bezowy/gpkt-a_01.jpg","https://www.ospel.pl/sites/all/pliki/import/image/rysunki/akcent/gniazda_t_k.jpg",null,"Złącze IDC","","",null,null,null,"BEŻOWY",null,"0.049 kg","82 mm","82 mm","21 mm",null,null,"2025-05-08",null,"","https://www.ospel.pl/sites/all/pliki/import/image/podtynk/akcent/bezowy/gpkt-a_01.jpg","26.30.30.0","8517 18 00"]
[86,"GPKT-A/K/24","Gniazdo komputerowo-telefoniczne RJ 45 kat. 5e, (8-stykowe) + RJ 11 (6-stykowe)",90.2,1,"szt","PLN","23%","",10,null,null,null,null,"5907577413934",null,null,"AKCENT",null,null,"",null,10,null,"https://www.ospel.pl/sites/all/pliki/import/image/podtynk/akcent/brazowy/gpkt-a_24.jpg","https://www.ospel.pl/sites/all/pliki/import/image/rysunki/akcent/gniazda_t_k.jpg",null,"Złącze IDC","","",null,null,null,"BRĄZOWY",null,"0.049 kg","82 mm","82 mm","21 mm",null,null,"2025-05-08",null,"","https://www.ospel.pl/sites/all/pliki/import/image/podtynk/akcent/brazowy/gpkt-a_24.jpg","26.30.30.0","8517 18 00"]
[87,"GPT-1A/00","Gniazdo telefoniczne pojedyncze",20.9,1,"szt","PLN","23%","",10,null,null,null,null,"5907577410971",null,null,"AKCENT",null,null,"",null,10,null,"https://www.ospel.pl/sites/all/pliki/import/image/podtynk/akcent/bialy/gpt-1a_00.jpg","https://www.ospel.pl/sites/all/pliki/import/image/rysunki/akcent/gniazda_t_k.jpg",null,"Zaciski gwintowe","","",null,null,null,"BIAŁY",null,"0.0375 kg","82 mm","82 mm","21 mm",null,null,"2025-05-08",null,"","https://www.ospel.pl/sites/all/pliki/import/image/podtynk/akcent/bialy/gpt-1a_00.jpg","26.30.30.0","8517 18 00"]
[88,"GPT-1A/01","Gniazdo telefoniczne pojedyncze",20.9,1,"szt","PLN","23%","",10,null,null,null,null,"5907577413576",null,null,"AKCENT",null,null,"",null,10,null,"https://www.ospel.pl/sites/all/pliki/import/image/podtynk/akcent/bezowy/gpt-1a_01.jpg","https://www.ospel.pl/sites/all/pliki/import/image/rysunki/akcent/gniazda_t_k.jpg",null,"Zaciski gwintowe","","",null,null,null,"BEŻOWY",null,"0.0375 kg","82 mm","82 mm","21 mm",null,null,"2025-05-08",null,"","https://www.ospel.pl/sites/all/pliki/import/image/podtynk/akcent/bezowy/gpt-1a_01.jpg","26.30.30.0","8517 18 00"]
[89,"GPT-1A/24","Gniazdo telefoniczne pojedyncze",20.9,1,"szt","PLN","23%","",10,null,null,null,null,"5907577413941",null,null,"AKCENT",null,null,"",null,10,null,"https://www.ospel.pl/sites/all/pliki/import/image/podtynk/akcent/brazowy/gpt-1a_24.jpg","https://www.ospel.pl/sites/all/pliki/import/image/rysunki/akcent/gniazda_t_k.jpg",null,"Zaciski gwintowe","","",null,null,null,"BRĄZOWY",null,"0.0375 kg","82 mm","82 mm","21 mm",null,null,"2025-05-08",null,"","https://www.ospel.pl/sites/all/pliki/import/image/podtynk/akcent/brazowy/gpt-1a_24.jpg","26.30.30.0","8517 18 00"]
[90,"GPT-2AN/00","Gniazdo telefoniczne podwójne niezależne",37.1,1,"szt","PLN","23%","",10,null,null,null,null,"5907577410988",null,null,"AKCENT",null,null,"",null,10,null,"https://www.ospel.pl/sites/all/pliki/import/image/podtynk/akcent/bialy/gpt-2an_00.jpg","https://www.ospel.pl/sites/all/pliki/import/image/rysunki/akcent/gniazda_t_k.jpg",null,"Zaciski gwintowe","","",null,null,null,"BIAŁY",null,"0.041 kg","82 mm","82 mm","21 mm",null,null,"2025-05-08",null,"","https://www.ospel.pl/sites/all/pliki/import/image/podtynk/akcent/bialy/gpt-2an_00.jpg","26.30.30.0","8517 18 00"]
[91,"GPT-2AN/01","Gniazdo telefoniczne podwójne niezależne",37.1,1,"szt","PLN","23%","",10,null,null,null,null,"5907577413583",null,null,"AKCENT",null,null,"",null,10,null,"https://www.ospel.pl/sites/all/pliki/import/image/podtynk/akcent/bezowy/gpt-2an_01.jpg","https://www.ospel.pl/sites/all/pliki/import/image/rysunki/akcent/gniazda_t_k.jpg",null,"Zaciski gwintowe","","",null,null,null,"BEŻOWY",null,"0.041 kg","82 mm","82 mm","21 mm",null,null,"2025-05-08",null,"","https://www.ospel.pl/sites/all/pliki/import/image/podtynk/akcent/bezowy/gpt-2an_01.jpg","26.30.30.0","8517 18 00"]
[92,"GPT-2AN/24","Gniazdo telefoniczne podwójne niezależne",37.1,1,"szt","PLN","23%","",10,null,null,null,null,"5907577413958",null,null,"AKCENT",null,null,"",null,10,null,"https://www.ospel.pl/sites/all/pliki/import/image/podtynk/akcent/brazowy/gpt-2an_24.jpg","https://www.ospel.pl/sites/all/pliki/import/image/rysunki/akcent/gniazda_t_k.jpg",null,"Zaciski gwintowe","","",null,null,null,"BRĄZOWY",null,"0.041 kg","82 mm","82 mm","21 mm",null,null,"2025-05-08",null,"","https://www.ospel.pl/sites/all/pliki/import/image/podtynk/akcent/brazowy/gpt-2an_24.jpg","26.30.30.0","8517 18 00"]
[93,"GPT-2AR/00","Gniazdo telefoniczne podwójne równoległe",37.1,1,"szt","PLN","23%","",10,null,null,null,null,"5907577410995",null,null,"AKCENT",null,null,"",null,10,null,"https://www.ospel.pl/sites/all/pliki/import/image/podtynk/akcent/bialy/gpt-2an_00.jpg","https://www.ospel.pl/sites/all/pliki/import/image/rysunki/akcent/gniazda_t_k.jpg",null,"Zaciski gwintowe","","",null,null,null,"BIAŁY",null,"0.039 kg","82 mm","82 mm","21 mm",null,null,"2025-05-08",null,"","https://www.ospel.pl/sites/all/pliki/import/image/podtynk/akcent/bialy/gpt-2an_00.jpg","26.30.30.0","8517 18 00"]
[94,"GPT-2AR/01","Gniazdo telefoniczne podwójne równoległe",37.1,1,"szt","PLN","23%","",10,null,null,null,null,"5907577413590",null,null,"AKCENT",null,null,"",null,10,null,"https://www.ospel.pl/sites/all/pliki/import/image/podtynk/akcent/bezowy/gpt-2an_01.jpg","https://www.ospel.pl/sites/all/pliki/import/image/rysunki/akcent/gniazda_t_k.jpg",null,"Zaciski gwintowe","","",null,null,null,"BEŻOWY",null,"0.039 kg","82 mm","82 mm","21 mm",null,null,"2025-05-08",null,"","https://www.ospel.pl/sites/all/pliki/import/image/podtynk/akcent/bezowy/gpt-2an_01.jpg","26.30.30.0","8517 18 00"]
[95,"GPT-2AR/24","Gniazdo telefoniczne podwójne równoległe",37.1,1,"szt","PLN","23%","",10,null,null,null,null,"5907577413965",null,null,"AKCENT",null,null,"",null,10,null,"https://www.ospel.pl/sites/all/pliki/import/image/podtynk/akcent/brazowy/gpt-2an_24.jpg","https://www.ospel.pl/sites/all/pliki/import/image/rysunki/akcent/gniazda_t_k.jpg",null,"Zaciski gwintowe","","",null,null,null,"BRĄZOWY",null,"0.039 kg","82 mm","82 mm","21 mm",null,null,"2025-05-08",null,"","https://www.ospel.pl/sites/all/pliki/import/image/podtynk/akcent/brazowy/gpt-2an_24.jpg","26.30.30.0","8517 18 00"]
[96,"ŁP-10A/00","Łącznik podwójny schodowy",30.6,1,"szt","PLN","23%","",10,null,null,null,null,"5907577426422",null,null,"AKCENT",null,null,"",null,10,null,"https://www.ospel.pl/sites/all/pliki/import/image/podtynk/akcent/bialy/lp-2a_00.jpg","https://www.ospel.pl/sites/all/pliki/import/image/rysunki/akcent/laczniki_6.jpg",null,"10AX/250~, IP-20 zaciski gwintowe","","",null,null,null,"BIAŁY",null,"0.065 kg","82 mm","82 mm","23 mm",null,null,"2025-05-08",null,"https://www.ospel.pl/sites/all/pliki/import/image/schematy/lacznik_podwojny_schodowy.jpg","https://www.ospel.pl/sites/all/pliki/import/image/podtynk/akcent/bialy/lp-2a_00.jpg","27.33.11.0","8536 50 07"]
[97,"ŁP-10A/01","Łącznik podwójny schodowy",30.6,1,"szt","PLN","23%","",10,null,null,null,null,"5907577426446",null,null,"AKCENT",null,null,"",null,10,null,"https://www.ospel.pl/sites/all/pliki/import/image/podtynk/akcent/bezowy/lp-2a_01.jpg","https://www.ospel.pl/sites/all/pliki/import/image/rysunki/akcent/laczniki_6.jpg",null,"10AX/250~, IP-20 zaciski gwintowe","","",null,null,null,"BEŻOWY",null,"0.065 kg","82 mm","82 mm","23 mm",null,null,"2025-05-08",null,"https://www.ospel.pl/sites/all/pliki/import/image/schematy/lacznik_podwojny_schodowy.jpg","https://www.ospel.pl/sites/all/pliki/import/image/podtynk/akcent/bezowy/lp-2a_01.jpg","27.33.11.0","8536 50 07"]
[98,"ŁP-10A/24","Łącznik podwójny schodowy",30.6,1,"szt","PLN","23%","",10,null,null,null,null,"5907577426439",null,null,"AKCENT",null,null,"",null,10,null,"https://www.ospel.pl/sites/all/pliki/import/image/podtynk/akcent/brazowy/lp-2a_24.jpg","https://www.ospel.pl/sites/all/pliki/import/image/rysunki/akcent/laczniki_6.jpg",null,"10AX/250~, IP-20 zaciski gwintowe","","",null,null,null,"BRĄZOWY",null,"0.065 kg","82 mm","82 mm","23 mm",null,null,"2025-05-08",null,"https://www.ospel.pl/sites/all/pliki/import/image/schematy/lacznik_podwojny_schodowy.jpg","https://www.ospel.pl/sites/all/pliki/import/image/podtynk/akcent/brazowy/lp-2a_24.jpg","27.33.11.0","8536 50 07"]
[99,"ŁP-10AS/00","Łącznik podwójny schodowy z podświetleniem pomarańczowym",36.1,1,"szt","PLN","23%","",10,null,null,null,null,"5907577426460",null,null,"AKCENT",null,null,"",null,10,null,"https://www.ospel.pl/sites/all/pliki/import/image/podtynk/akcent/bialy/lp-9as_00.jpg","https://www.ospel.pl/sites/all/pliki/import/image/rysunki/akcent/laczniki_6.jpg",null,"10AX/250~, IP-20 zaciski gwintowe","","",null,null,null,"BIAŁY",null,"0.066 kg","82 mm","82 mm","23 mm",null,null,"2025-05-08",null,"https://www.ospel.pl/sites/all/pliki/import/image/schematy/lacznik_podwojny_schodowy.jpg","https://www.ospel.pl/sites/all/pliki/import/image/podtynk/akcent/bialy/lp-9as_00.jpg","27.33.11.0","8536 50 07"]
[100,"ŁP-10AS/01","Łącznik podwójny schodowy z podświetleniem pomarańczowym",36.1,1,"szt","PLN","23%","",10,null,null,null,null,"5907577426484",null,null,"AKCENT",null,null,"",null,10,null,"https://www.ospel.pl/sites/all/pliki/import/image/podtynk/akcent/bezowy/lp-2a_01.jpg","https://www.ospel.pl/sites/all/pliki/import/image/rysunki/akcent/laczniki_6.jpg",null,"10AX/250~, IP-20 zaciski gwintowe","","",null,null,null,"BEŻOWY",null,"0.066 kg","82 mm","82 mm","23 mm",null,null,"2025-05-08",null,"https://www.ospel.pl/sites/all/pliki/import/image/schematy/lacznik_podwojny_schodowy.jpg","https://www.ospel.pl/sites/all/pliki/import/image/podtynk/akcent/bezowy/lp-2a_01.jpg","27.33.11.0","8536 50 07"]
[101,"ŁP-10AS/24","Łącznik podwójny schodowy z podświetleniem pomarańczowym",36.1,1,"szt","PLN","23%","",10,null,null,null,null,"5907577426477",null,null,"AKCENT",null,null,"",null,10,null,"https://www.ospel.pl/sites/all/pliki/import/image/podtynk/akcent/brazowy/lp-2a_24.jpg","https://www.ospel.pl/sites/all/pliki/import/image/rysunki/akcent/laczniki_6.jpg",null,"10AX/250~, IP-20 zaciski gwintowe","","",null,null,null,"BRĄZOWY",null,"0.066 kg","82 mm","82 mm","23 mm",null,null,"2025-05-08",null,"https://www.ospel.pl/sites/all/pliki/import/image/schematy/lacznik_podwojny_schodowy.jpg","https://www.ospel.pl/sites/all/pliki/import/image/podtynk/akcent/brazowy/lp-2a_24.jpg","27.33.11.0","8536 50 07"]
[102,"ŁP-1A/00","Łącznik jednobiegunowy",13.8,1,"szt","PLN","23%","",10,null,null,null,null,"5907577410698",null,null,"AKCENT",null,null,"",null,10,null,"https://www.ospel.pl/sites/all/pliki/import/image/podtynk/akcent/bialy/lp-1a_00.jpg","https://www.ospel.pl/sites/all/pliki/import/image/rysunki/akcent/laczniki.jpg",null,"10AX/250~, IP-20 zaciski gwintowe","","",null,null,null,"BIAŁY",null,"0.0525 kg","82 mm","82 mm","23 mm",null,null,"2025-05-08",null,"https://www.ospel.pl/sites/all/pliki/import/image/schematy/lacznik_jednobiegunowy.jpg","https://www.ospel.pl/sites/all/pliki/import/image/podtynk/akcent/bialy/lp-1a_00.jpg","27.33.11.0","8536 50 07"]
[103,"ŁP-1A/01","Łącznik jednobiegunowy",13.8,1,"szt","PLN","23%","",10,null,null,null,null,"5907577413323",null,null,"AKCENT",null,null,"",null,10,null,"https://www.ospel.pl/sites/all/pliki/import/image/podtynk/akcent/bezowy/lp-1a_01.jpg","https://www.ospel.pl/sites/all/pliki/import/image/rysunki/akcent/laczniki.jpg",null,"10AX/250~, IP-20 zaciski gwintowe","","",null,null,null,"BEŻOWY",null,"0.0525 kg","82 mm","82 mm","23 mm",null,null,"2025-05-08",null,"https://www.ospel.pl/sites/all/pliki/import/image/schematy/lacznik_jednobiegunowy.jpg","https://www.ospel.pl/sites/all/pliki/import/image/podtynk/akcent/bezowy/lp-1a_01.jpg","27.33.11.0","8536 50 07"]
[104,"ŁP-1A/24","Łącznik jednobiegunowy",13.8,1,"szt","PLN","23%","",10,null,null,null,null,"5907577413682",null,null,"AKCENT",null,null,"",null,10,null,"https://www.ospel.pl/sites/all/pliki/import/image/podtynk/akcent/brazowy/lp-1a_24.jpg","https://www.ospel.pl/sites/all/pliki/import/image/rysunki/akcent/laczniki.jpg",null,"10AX/250~, IP-20 zaciski gwintowe","","",null,null,null,"BRĄZOWY",null,"0.0525 kg","82 mm","82 mm","23 mm",null,null,"2025-05-08",null,"https://www.ospel.pl/sites/all/pliki/import/image/schematy/lacznik_jednobiegunowy.jpg","https://www.ospel.pl/sites/all/pliki/import/image/podtynk/akcent/brazowy/lp-1a_24.jpg","27.33.11.0","8536 50 07"]
[105,"ŁP-1AS/00","Łącznik jednobiegunowy z podświetleniem pomarańczowym",20.3,1,"szt","PLN","23%","",10,null,null,null,null,"5907577410759",null,null,"AKCENT",null,null,"",null,10,null,"https://www.ospel.pl/sites/all/pliki/import/image/podtynk/akcent/bialy/lp-1as_00.jpg","https://www.ospel.pl/sites/all/pliki/import/image/rysunki/akcent/laczniki.jpg",null,"10AX/250~, IP-20 zaciski gwintowe","","",null,null,null,"BIAŁY",null,"0.0535 kg","82 mm","82 mm","23 mm",null,null,"2025-05-08",null,"","https://www.ospel.pl/sites/all/pliki/import/image/podtynk/akcent/bialy/lp-1as_00.jpg","27.33.11.0","8536 50 07"]
[106,"ŁP-1AS/01","Łącznik jednobiegunowy z podświetleniem pomarańczowym",20.3,1,"szt","PLN","23%","",10,null,null,null,null,"5907577413385",null,null,"AKCENT",null,null,"",null,10,null,"https://www.ospel.pl/sites/all/pliki/import/image/podtynk/akcent/bezowy/lp-1as_01.jpg","https://www.ospel.pl/sites/all/pliki/import/image/rysunki/akcent/laczniki.jpg",null,"10AX/250~, IP-20 zaciski gwintowe","","",null,null,null,"BEŻOWY",null,"0.0535 kg","82 mm","82 mm","23 mm",null,null,"2025-05-08",null,"","https://www.ospel.pl/sites/all/pliki/import/image/podtynk/akcent/bezowy/lp-1as_01.jpg","27.33.11.0","8536 50 07"]
[107,"ŁP-1AS/24","Łącznik jednobiegunowy z podświetleniem pomarańczowym",20.3,1,"szt","PLN","23%","",10,null,null,null,null,"5907577413743",null,null,"AKCENT",null,null,"",null,10,null,"https://www.ospel.pl/sites/all/pliki/import/image/podtynk/akcent/brazowy/lp-1as_24.jpg","https://www.ospel.pl/sites/all/pliki/import/image/rysunki/akcent/laczniki.jpg",null,"10AX/250~, IP-20 zaciski gwintowe","","",null,null,null,"BRĄZOWY",null,"0.0535 kg","82 mm","82 mm","23 mm",null,null,"2025-05-08",null,"","https://www.ospel.pl/sites/all/pliki/import/image/podtynk/akcent/brazowy/lp-1as_24.jpg","27.33.11.0","8536 50 07"]
[108,"ŁP-2A/00","Łącznik dwugrupowy świecznikowy",16.7,1,"szt","PLN","23%","",10,null,null,null,null,"5907577410704",null,null,"AKCENT",null,null,"",null,10,null,"https://www.ospel.pl/sites/all/pliki/import/image/podtynk/akcent/bialy/lp-2a_00.jpg","https://www.ospel.pl/sites/all/pliki/import/image/rysunki/akcent/laczniki_6.jpg",null,"10AX/250~, IP-20 zaciski gwintowe","","",null,null,null,"BIAŁY",null,"0.055 kg","82 mm","82 mm","23 mm",null,null,"2025-05-08",null,"https://www.ospel.pl/sites/all/pliki/import/image/schematy/lacznik_swiecznikowy.jpg","https://www.ospel.pl/sites/all/pliki/import/image/podtynk/akcent/bialy/lp-2a_00.jpg","27.33.11.0","8536 50 07"]
[109,"ŁP-2A/01","Łącznik dwugrupowy świecznikowy",16.7,1,"szt","PLN","23%","",10,null,null,null,null,"5907577413330",null,null,"AKCENT",null,null,"",null,10,null,"https://www.ospel.pl/sites/all/pliki/import/image/podtynk/akcent/bezowy/lp-2a_01.jpg","https://www.ospel.pl/sites/all/pliki/import/image/rysunki/akcent/laczniki_6.jpg",null,"10AX/250~, IP-20 zaciski gwintowe","","",null,null,null,"BEŻOWY",null,"0.055 kg","82 mm","82 mm","23 mm",null,null,"2025-05-08",null,"https://www.ospel.pl/sites/all/pliki/import/image/schematy/lacznik_swiecznikowy.jpg","https://www.ospel.pl/sites/all/pliki/import/image/podtynk/akcent/bezowy/lp-2a_01.jpg","27.33.11.0","8536 50 07"]
[110,"ŁP-2A/24","Łącznik dwugrupowy świecznikowy",16.7,1,"szt","PLN","23%","",10,null,null,null,null,"5907577413699",null,null,"AKCENT",null,null,"",null,10,null,"https://www.ospel.pl/sites/all/pliki/import/image/podtynk/akcent/brazowy/lp-2a_24.jpg","https://www.ospel.pl/sites/all/pliki/import/image/rysunki/akcent/laczniki_6.jpg",null,"10AX/250~, IP-20 zaciski gwintowe","","",null,null,null,"BRĄZOWY",null,"0.055 kg","82 mm","82 mm","23 mm",null,null,"2025-05-08",null,"https://www.ospel.pl/sites/all/pliki/import/image/schematy/lacznik_swiecznikowy.jpg","https://www.ospel.pl/sites/all/pliki/import/image/podtynk/akcent/brazowy/lp-2a_24.jpg","27.33.11.0","8536 50 07"]
[111,"ŁP-2AS/00","Łącznik dwugrupowy świecznikowy z podświetleniem pomarańczowym",22.9,1,"szt","PLN","23%","",10,null,null,null,null,"5907577410766",null,null,"AKCENT",null,null,"",null,10,null,"https://www.ospel.pl/sites/all/pliki/import/image/podtynk/akcent/bialy/lp-2as_00.jpg","https://www.ospel.pl/sites/all/pliki/import/image/rysunki/akcent/laczniki_6.jpg",null,"10AX/250~, IP-20 zaciski gwintowe","","",null,null,null,"BIAŁY",null,"0.056 kg","82 mm","82 mm","23 mm",null,null,"2025-05-08",null,"https://www.ospel.pl/sites/all/pliki/import/image/schematy/lacznik_swiecznikowy_podswietlenie.jpg","https://www.ospel.pl/sites/all/pliki/import/image/podtynk/akcent/bialy/lp-2as_00.jpg","27.33.11.0","8536 50 07"]
[112,"ŁP-2AS/01","Łącznik dwugrupowy świecznikowy z podświetleniem pomarańczowym",22.9,1,"szt","PLN","23%","",10,null,null,null,null,"5907577413392",null,null,"AKCENT",null,null,"",null,10,null,"https://www.ospel.pl/sites/all/pliki/import/image/podtynk/akcent/bezowy/lp-2as_01.jpg","https://www.ospel.pl/sites/all/pliki/import/image/rysunki/akcent/laczniki_6.jpg",null,"10AX/250~, IP-20 zaciski gwintowe","","",null,null,null,"BEŻOWY",null,"0.056 kg","82 mm","82 mm","23 mm",null,null,"2025-05-08",null,"https://www.ospel.pl/sites/all/pliki/import/image/schematy/lacznik_swiecznikowy_podswietlenie.jpg","https://www.ospel.pl/sites/all/pliki/import/image/podtynk/akcent/bezowy/lp-2as_01.jpg","27.33.11.0","8536 50 07"]
[113,"ŁP-2AS/24","Łącznik dwugrupowy świecznikowy z podświetleniem pomarańczowym",22.9,1,"szt","PLN","23%","",10,null,null,null,null,"5907577413750",null,null,"AKCENT",null,null,"",null,10,null,"https://www.ospel.pl/sites/all/pliki/import/image/podtynk/akcent/brazowy/lp-2as_24.jpg","https://www.ospel.pl/sites/all/pliki/import/image/rysunki/akcent/laczniki_6.jpg",null,"10AX/250~, IP-20 zaciski gwintowe","","",null,null,null,"BRĄZOWY",null,"0.056 kg","82 mm","82 mm","23 mm",null,null,"2025-05-08",null,"https://www.ospel.pl/sites/all/pliki/import/image/schematy/lacznik_swiecznikowy_podswietlenie.jpg","https://www.ospel.pl/sites/all/pliki/import/image/podtynk/akcent/brazowy/lp-2as_24.jpg","27.33.11.0","8536 50 07"]
[114,"ŁP-3A/00","Łącznik schodowy",17.100000000000001,1,"szt","PLN","23%","",10,null,null,null,null,"5907577410711",null,null,"AKCENT",null,null,"",null,10,null,"https://www.ospel.pl/sites/all/pliki/import/image/podtynk/akcent/bialy/lp-3a_00.jpg","https://www.ospel.pl/sites/all/pliki/import/image/rysunki/akcent/laczniki.jpg",null,"10AX/250~, IP-20 zaciski gwintowe","","",null,null,null,"BIAŁY",null,"0.0545 kg","82 mm","82 mm","23 mm",null,null,"2025-05-08",null,"https://www.ospel.pl/sites/all/pliki/import/image/schematy/laczniki_schodowe_wspolpraca.jpg","https://www.ospel.pl/sites/all/pliki/import/image/podtynk/akcent/bialy/lp-3a_00.jpg","27.33.11.0","8536 50 07"]
[115,"ŁP-3A/01","Łącznik schodowy",17.100000000000001,1,"szt","PLN","23%","",10,null,null,null,null,"5907577413347",null,null,"AKCENT",null,null,"",null,10,null,"https://www.ospel.pl/sites/all/pliki/import/image/podtynk/akcent/bezowy/lp-3a_01.jpg","https://www.ospel.pl/sites/all/pliki/import/image/rysunki/akcent/laczniki.jpg",null,"10AX/250~, IP-20 zaciski gwintowe","","",null,null,null,"BEŻOWY",null,"0.0545 kg","82 mm","82 mm","23 mm",null,null,"2025-05-08",null,"https://www.ospel.pl/sites/all/pliki/import/image/schematy/laczniki_schodowe_wspolpraca.jpg","https://www.ospel.pl/sites/all/pliki/import/image/podtynk/akcent/bezowy/lp-3a_01.jpg","27.33.11.0","8536 50 07"]
[116,"ŁP-3A/24","Łącznik schodowy",17.100000000000001,1,"szt","PLN","23%","",10,null,null,null,null,"5907577413705",null,null,"AKCENT",null,null,"",null,10,null,"https://www.ospel.pl/sites/all/pliki/import/image/podtynk/akcent/brazowy/lp-1a_24.jpg","https://www.ospel.pl/sites/all/pliki/import/image/rysunki/akcent/laczniki.jpg",null,"10AX/250~, IP-20 zaciski gwintowe","","",null,null,null,"BRĄZOWY",null,"0.0545 kg","82 mm","82 mm","23 mm",null,null,"2025-05-08",null,"https://www.ospel.pl/sites/all/pliki/import/image/schematy/laczniki_schodowe_wspolpraca.jpg","https://www.ospel.pl/sites/all/pliki/import/image/podtynk/akcent/brazowy/lp-1a_24.jpg","27.33.11.0","8536 50 07"]
[117,"ŁP-3AS/00","Łącznik schodowy z podświetleniem pomarańczowym",23.1,1,"szt","PLN","23%","",10,null,null,null,null,"5907577410773",null,null,"AKCENT",null,null,"",null,10,null,"https://www.ospel.pl/sites/all/pliki/import/image/podtynk/akcent/bialy/lp-3as_00.jpg","https://www.ospel.pl/sites/all/pliki/import/image/rysunki/akcent/laczniki.jpg",null,"10AX/250~, IP-20 zaciski gwintowe","","",null,null,null,"BIAŁY",null,"0.055 kg","82 mm","82 mm","23 mm",null,null,"2025-05-08",null,"https://www.ospel.pl/sites/all/pliki/import/image/schematy/laczniki_schodowe_wspolpraca.jpg","https://www.ospel.pl/sites/all/pliki/import/image/podtynk/akcent/bialy/lp-3as_00.jpg","27.33.11.0","8536 50 07"]
[118,"ŁP-3AS/01","Łącznik schodowy z podświetleniem pomarańczowym",23.1,1,"szt","PLN","23%","",10,null,null,null,null,"5907577413408",null,null,"AKCENT",null,null,"",null,10,null,"https://www.ospel.pl/sites/all/pliki/import/image/podtynk/akcent/bezowy/lp-3as_01.jpg","https://www.ospel.pl/sites/all/pliki/import/image/rysunki/akcent/laczniki.jpg",null,"10AX/250~, IP-20 zaciski gwintowe","","",null,null,null,"BEŻOWY",null,"0.055 kg","82 mm","82 mm","23 mm",null,null,"2025-05-08",null,"https://www.ospel.pl/sites/all/pliki/import/image/schematy/laczniki_schodowe_wspolpraca.jpg","https://www.ospel.pl/sites/all/pliki/import/image/podtynk/akcent/bezowy/lp-3as_01.jpg","27.33.11.0","8536 50 07"]
[119,"ŁP-3AS/24","Łącznik schodowy z podświetleniem pomarańczowym",23.1,1,"szt","PLN","23%","",10,null,null,null,null,"5907577413767",null,null,"AKCENT",null,null,"",null,10,null,"https://www.ospel.pl/sites/all/pliki/import/image/podtynk/akcent/brazowy/lp-1as_24.jpg","https://www.ospel.pl/sites/all/pliki/import/image/rysunki/akcent/laczniki.jpg",null,"10AX/250~, IP-20 zaciski gwintowe","","",null,null,null,"BRĄZOWY",null,"0.055 kg","82 mm","82 mm","23 mm",null,null,"2025-05-08",null,"https://www.ospel.pl/sites/all/pliki/import/image/schematy/laczniki_schodowe_wspolpraca.jpg","https://www.ospel.pl/sites/all/pliki/import/image/podtynk/akcent/brazowy/lp-1as_24.jpg","27.33.11.0","8536 50 07"]
[120,"ŁP-4A/00","Łącznik krzyżowy",24.9,1,"szt","PLN","23%","",10,null,null,null,null,"5907577410728",null,null,"AKCENT",null,null,"",null,10,null,"https://www.ospel.pl/sites/all/pliki/import/image/podtynk/akcent/bialy/lp-4a_00.jpg","https://www.ospel.pl/sites/all/pliki/import/image/rysunki/akcent/laczniki.jpg",null,"10AX/250~, IP-20 zaciski gwintowe","","",null,null,null,"BIAŁY",null,"0.0585 kg","82 mm","82 mm","23 mm",null,null,"2025-05-08",null,"https://www.ospel.pl/sites/all/pliki/import/image/schematy/lacznik_krzyzowy_wspolpraca.jpg","https://www.ospel.pl/sites/all/pliki/import/image/podtynk/akcent/bialy/lp-4a_00.jpg","27.33.11.0","8536 50 07"]
[121,"ŁP-4A/01","Łącznik krzyżowy",24.9,1,"szt","PLN","23%","",10,null,null,null,null,"5907577413354",null,null,"AKCENT",null,null,"",null,10,null,"https://www.ospel.pl/sites/all/pliki/import/image/podtynk/akcent/bezowy/lp-4a_01.jpg","https://www.ospel.pl/sites/all/pliki/import/image/rysunki/akcent/laczniki.jpg",null,"10AX/250~, IP-20 zaciski gwintowe","","",null,null,null,"BEŻOWY",null,"0.0585 kg","82 mm","82 mm","23 mm",null,null,"2025-05-08",null,"https://www.ospel.pl/sites/all/pliki/import/image/schematy/lacznik_krzyzowy_wspolpraca.jpg","https://www.ospel.pl/sites/all/pliki/import/image/podtynk/akcent/bezowy/lp-4a_01.jpg","27.33.11.0","8536 50 07"]
[122,"ŁP-4A/24","Łącznik krzyżowy",24.9,1,"szt","PLN","23%","",10,null,null,null,null,"5907577413712",null,null,"AKCENT",null,null,"",null,10,null,"https://www.ospel.pl/sites/all/pliki/import/image/podtynk/akcent/brazowy/lp-1a_24.jpg","https://www.ospel.pl/sites/all/pliki/import/image/rysunki/akcent/laczniki.jpg",null,"10AX/250~, IP-20 zaciski gwintowe","","",null,null,null,"BRĄZOWY",null,"0.0585 kg","82 mm","82 mm","23 mm",null,null,"2025-05-08",null,"https://www.ospel.pl/sites/all/pliki/import/image/schematy/lacznik_krzyzowy_wspolpraca.jpg","https://www.ospel.pl/sites/all/pliki/import/image/podtynk/akcent/brazowy/lp-1a_24.jpg","27.33.11.0","8536 50 07"]
[123,"ŁP-4AS/00","Łącznik krzyżowy z podświetleniem pomarańczowym",30.1,1,"szt","PLN","23%","",10,null,null,null,null,"5907577410780",null,null,"AKCENT",null,null,"",null,10,null,"https://www.ospel.pl/sites/all/pliki/import/image/podtynk/akcent/bialy/lp-4as_00.jpg","https://www.ospel.pl/sites/all/pliki/import/image/rysunki/akcent/laczniki.jpg",null,"10AX/250~, IP-20 zaciski gwintowe","","",null,null,null,"BIAŁY",null,"0.0595 kg","82 mm","82 mm","23 mm",null,null,"2025-05-08",null,"https://www.ospel.pl/sites/all/pliki/import/image/schematy/lacznik_krzyzowy_wspolpraca.jpg","https://www.ospel.pl/sites/all/pliki/import/image/podtynk/akcent/bialy/lp-4as_00.jpg","27.33.11.0","8536 50 07"]
[124,"ŁP-4AS/01","Łącznik krzyżowy z podświetleniem pomarańczowym",30.1,1,"szt","PLN","23%","",10,null,null,null,null,"5907577413415",null,null,"AKCENT",null,null,"",null,10,null,"https://www.ospel.pl/sites/all/pliki/import/image/podtynk/akcent/bezowy/lp-4as_01.jpg","https://www.ospel.pl/sites/all/pliki/import/image/rysunki/akcent/laczniki.jpg",null,"10AX/250~, IP-20 zaciski gwintowe","","",null,null,null,"BEŻOWY",null,"0.0595 kg","82 mm","82 mm","23 mm",null,null,"2025-05-08",null,"https://www.ospel.pl/sites/all/pliki/import/image/schematy/lacznik_krzyzowy_wspolpraca.jpg","https://www.ospel.pl/sites/all/pliki/import/image/podtynk/akcent/bezowy/lp-4as_01.jpg","27.33.11.0","8536 50 07"]
[125,"ŁP-4AS/24","Łącznik krzyżowy z podświetleniem pomarańczowym",30.1,1,"szt","PLN","23%","",10,null,null,null,null,"5907577413774",null,null,"AKCENT",null,null,"",null,10,null,"https://www.ospel.pl/sites/all/pliki/import/image/podtynk/akcent/brazowy/lp-1as_24.jpg","https://www.ospel.pl/sites/all/pliki/import/image/rysunki/akcent/laczniki.jpg",null,"10AX/250~, IP-20 zaciski gwintowe","","",null,null,null,"BRĄZOWY",null,"0.0595 kg","82 mm","82 mm","23 mm",null,null,"2025-05-08",null,"https://www.ospel.pl/sites/all/pliki/import/image/schematy/lacznik_krzyzowy_wspolpraca.jpg","https://www.ospel.pl/sites/all/pliki/import/image/podtynk/akcent/brazowy/lp-1as_24.jpg","27.33.11.0","8536 50 07"]
[126,"ŁP-5A/00","Łącznik zwierny \"światło\"",16.8,1,"szt","PLN","23%","",10,null,null,null,null,"5907577410735",null,null,"AKCENT",null,null,"",null,10,null,"https://www.ospel.pl/sites/all/pliki/import/image/podtynk/akcent/bialy/lp-5a_00.jpg","https://www.ospel.pl/sites/all/pliki/import/image/rysunki/akcent/laczniki.jpg",null,"10AX/250~, IP-20 zaciski gwintowe","","",null,null,null,"BIAŁY",null,"0.0525 kg","82 mm","82 mm","23 mm",null,null,"2025-05-08",null,"https://www.ospel.pl/sites/all/pliki/import/image/schematy/lacznik_zwierny_swiatlo.jpg","https://www.ospel.pl/sites/all/pliki/import/image/podtynk/akcent/bialy/lp-5a_00.jpg","27.33.11.0","8536 50 07"]
[127,"ŁP-5A/01","Łącznik zwierny \"światło\"",16.8,1,"szt","PLN","23%","",10,null,null,null,null,"5907577413361",null,null,"AKCENT",null,null,"",null,10,null,"https://www.ospel.pl/sites/all/pliki/import/image/podtynk/akcent/bezowy/lp-5a_01.jpg","https://www.ospel.pl/sites/all/pliki/import/image/rysunki/akcent/laczniki.jpg",null,"10AX/250~, IP-20 zaciski gwintowe","","",null,null,null,"BEŻOWY",null,"0.0525 kg","82 mm","82 mm","23 mm",null,null,"2025-05-08",null,"https://www.ospel.pl/sites/all/pliki/import/image/schematy/lacznik_zwierny_swiatlo.jpg","https://www.ospel.pl/sites/all/pliki/import/image/podtynk/akcent/bezowy/lp-5a_01.jpg","27.33.11.0","8536 50 07"]
[128,"ŁP-5A/24","Łącznik zwierny \"światło\"",16.8,1,"szt","PLN","23%","",10,null,null,null,null,"5907577413729",null,null,"AKCENT",null,null,"",null,10,null,"https://www.ospel.pl/sites/all/pliki/import/image/podtynk/akcent/brazowy/lp-1a_24.jpg","https://www.ospel.pl/sites/all/pliki/import/image/rysunki/akcent/laczniki.jpg",null,"10AX/250~, IP-20 zaciski gwintowe","","",null,null,null,"BRĄZOWY",null,"0.0525 kg","82 mm","82 mm","23 mm",null,null,"2025-05-08",null,"https://www.ospel.pl/sites/all/pliki/import/image/schematy/lacznik_zwierny_swiatlo.jpg","https://www.ospel.pl/sites/all/pliki/import/image/podtynk/akcent/brazowy/lp-1a_24.jpg","27.33.11.0","8536 50 07"]
[129,"ŁP-5AS/00","Łącznik zwierny \"światło\" z podświetleniem pomarańczowym",23.2,1,"szt","PLN","23%","",10,null,null,null,null,"5907577410797",null,null,"AKCENT",null,null,"",null,10,null,"https://www.ospel.pl/sites/all/pliki/import/image/podtynk/akcent/bialy/lp-5as_00.jpg","https://www.ospel.pl/sites/all/pliki/import/image/rysunki/akcent/laczniki.jpg",null,"10AX/250~, IP-20 zaciski gwintowe","","",null,null,null,"BIAŁY",null,"0.0535 kg","82 mm","82 mm","23 mm",null,null,"2025-05-08",null,"https://www.ospel.pl/sites/all/pliki/import/image/schematy/lacznik_zwierny_swiatlo_podswietlenie.jpg","https://www.ospel.pl/sites/all/pliki/import/image/podtynk/akcent/bialy/lp-5as_00.jpg","27.33.11.0","8536 50 07"]
[130,"ŁP-5AS/01","Łącznik zwierny \"światło\" z podświetleniem pomarańczowym",23.2,1,"szt","PLN","23%","",10,null,null,null,null,"5907577413422",null,null,"AKCENT",null,null,"",null,10,null,"https://www.ospel.pl/sites/all/pliki/import/image/podtynk/akcent/bezowy/lp-5as_01.jpg","https://www.ospel.pl/sites/all/pliki/import/image/rysunki/akcent/laczniki.jpg",null,"10AX/250~, IP-20 zaciski gwintowe","","",null,null,null,"BEŻOWY",null,"0.0535 kg","82 mm","82 mm","23 mm",null,null,"2025-05-08",null,"https://www.ospel.pl/sites/all/pliki/import/image/schematy/lacznik_zwierny_swiatlo_podswietlenie.jpg","https://www.ospel.pl/sites/all/pliki/import/image/podtynk/akcent/bezowy/lp-5as_01.jpg","27.33.11.0","8536 50 07"]
[131,"ŁP-5AS/24","Łącznik zwierny \"światło\" z podświetleniem pomarańczowym",23.2,1,"szt","PLN","23%","",10,null,null,null,null,"5907577413781",null,null,"AKCENT",null,null,"",null,10,null,"https://www.ospel.pl/sites/all/pliki/import/image/podtynk/akcent/brazowy/lp-1as_24.jpg","https://www.ospel.pl/sites/all/pliki/import/image/rysunki/akcent/laczniki.jpg",null,"10AX/250~, IP-20 zaciski gwintowe","","",null,null,null,"BRĄZOWY",null,"0.0535 kg","82 mm","82 mm","23 mm",null,null,"2025-05-08",null,"https://www.ospel.pl/sites/all/pliki/import/image/schematy/lacznik_zwierny_swiatlo_podswietlenie.jpg","https://www.ospel.pl/sites/all/pliki/import/image/podtynk/akcent/brazowy/lp-1as_24.jpg","27.33.11.0","8536 50 07"]
[132,"ŁP-6A/00","Łącznik zwierny \"dzwonek\"",16.8,1,"szt","PLN","23%","",10,null,null,null,null,"5907577410742",null,null,"AKCENT",null,null,"",null,10,null,"https://www.ospel.pl/sites/all/pliki/import/image/podtynk/akcent/bialy/lp-6a_00.jpg","https://www.ospel.pl/sites/all/pliki/import/image/rysunki/akcent/laczniki.jpg",null,"10AX/250~, IP-20 zaciski gwintowe","","",null,null,null,"BIAŁY",null,"0.0525 kg","82 mm","82 mm","23 mm",null,null,"2025-05-08",null,"https://www.ospel.pl/sites/all/pliki/import/image/schematy/lacznik_zwierny_dzwonek.jpg","https://www.ospel.pl/sites/all/pliki/import/image/podtynk/akcent/bialy/lp-6a_00.jpg","27.33.11.0","8536 50 07"]
[133,"ŁP-6A/01","Łącznik zwierny \"dzwonek\"",16.8,1,"szt","PLN","23%","",10,null,null,null,null,"5907577413378",null,null,"AKCENT",null,null,"",null,10,null,"https://www.ospel.pl/sites/all/pliki/import/image/podtynk/akcent/bezowy/lp-6a_01.jpg","https://www.ospel.pl/sites/all/pliki/import/image/rysunki/akcent/laczniki.jpg",null,"10AX/250~, IP-20 zaciski gwintowe","","",null,null,null,"BEŻOWY",null,"0.0525 kg","82 mm","82 mm","23 mm",null,null,"2025-05-08",null,"https://www.ospel.pl/sites/all/pliki/import/image/schematy/lacznik_zwierny_dzwonek.jpg","https://www.ospel.pl/sites/all/pliki/import/image/podtynk/akcent/bezowy/lp-6a_01.jpg","27.33.11.0","8536 50 07"]
[134,"ŁP-6A/24","Łącznik zwierny \"dzwonek\"",16.8,1,"szt","PLN","23%","",10,null,null,null,null,"5907577413736",null,null,"AKCENT",null,null,"",null,10,null,"https://www.ospel.pl/sites/all/pliki/import/image/podtynk/akcent/brazowy/lp-1a_24.jpg","https://www.ospel.pl/sites/all/pliki/import/image/rysunki/akcent/laczniki.jpg",null,"10AX/250~, IP-20 zaciski gwintowe","","",null,null,null,"BRĄZOWY",null,"0.0525 kg","82 mm","82 mm","23 mm",null,null,"2025-05-08",null,"https://www.ospel.pl/sites/all/pliki/import/image/schematy/lacznik_zwierny_dzwonek.jpg","https://www.ospel.pl/sites/all/pliki/import/image/podtynk/akcent/brazowy/lp-1a_24.jpg","27.33.11.0","8536 50 07"]
[135,"ŁP-6AS/00","Łącznik zwierny \"dzwonek\" z podświetleniem pomarańczowym",23.2,1,"szt","PLN","23%","",10,null,null,null,null,"5907577410803",null,null,"AKCENT",null,null,"",null,10,null,"https://www.ospel.pl/sites/all/pliki/import/image/podtynk/akcent/bialy/lp-6as_00.jpg","https://www.ospel.pl/sites/all/pliki/import/image/rysunki/akcent/laczniki.jpg",null,"10AX/250~, IP-20 zaciski gwintowe","","",null,null,null,"BIAŁY",null,"0.0535 kg","82 mm","82 mm","23 mm",null,null,"2025-05-08",null,"https://www.ospel.pl/sites/all/pliki/import/image/schematy/lacznik_zwierny_dzwonek_podswietlenie.jpg","https://www.ospel.pl/sites/all/pliki/import/image/podtynk/akcent/bialy/lp-6as_00.jpg","27.33.11.0","8536 50 07"]
[136,"ŁP-6AS/01","Łącznik zwierny \"dzwonek\" z podświetleniem pomarańczowym",23.2,1,"szt","PLN","23%","",10,null,null,null,null,"5907577413439",null,null,"AKCENT",null,null,"",null,10,null,"https://www.ospel.pl/sites/all/pliki/import/image/podtynk/akcent/bezowy/lp-6as_01.jpg","https://www.ospel.pl/sites/all/pliki/import/image/rysunki/akcent/laczniki.jpg",null,"10AX/250~, IP-20 zaciski gwintowe","","",null,null,null,"BEŻOWY",null,"0.0535 kg","82 mm","82 mm","23 mm",null,null,"2025-05-08",null,"https://www.ospel.pl/sites/all/pliki/import/image/schematy/lacznik_zwierny_dzwonek_podswietlenie.jpg","https://www.ospel.pl/sites/all/pliki/import/image/podtynk/akcent/bezowy/lp-6as_01.jpg","27.33.11.0","8536 50 07"]
[137,"ŁP-6AS/24","Łącznik zwierny \"dzwonek\" z podświetleniem pomarańczowym",23.2,1,"szt","PLN","23%","",10,null,null,null,null,"5907577413798",null,null,"AKCENT",null,null,"",null,10,null,"https://www.ospel.pl/sites/all/pliki/import/image/podtynk/akcent/brazowy/lp-1as_24.jpg","https://www.ospel.pl/sites/all/pliki/import/image/rysunki/akcent/laczniki.jpg",null,"10AX/250~, IP-20 zaciski gwintowe","","",null,null,null,"BRĄZOWY",null,"0.0535 kg","82 mm","82 mm","23 mm",null,null,"2025-05-08",null,"https://www.ospel.pl/sites/all/pliki/import/image/schematy/lacznik_zwierny_dzwonek_podswietlenie.jpg","https://www.ospel.pl/sites/all/pliki/import/image/podtynk/akcent/brazowy/lp-1as_24.jpg","27.33.11.0","8536 50 07"]
[138,"ŁP-7A/00","Łącznik żaluzjowy, zwierny",24.9,1,"szt","PLN","23%","",10,null,null,null,null,"5907577426675",null,null,"AKCENT",null,null,"",null,10,null,"https://www.ospel.pl/sites/all/pliki/import/image/podtynk/akcent/bialy/lp-7a_00.jpg","https://www.ospel.pl/sites/all/pliki/import/image/rysunki/akcent/laczniki_6.jpg",null,"10AX/250~, IP-20 zaciski gwintowe","","",null,null,null,"BIAŁY",null,"0.0575 kg","82 mm","82 mm","23 mm",null,null,"2025-05-08",null,"","https://www.ospel.pl/sites/all/pliki/import/image/podtynk/akcent/bialy/lp-7a_00.jpg","27.33.11.0","8536 50 07"]
[139,"ŁP-7A/01","Łącznik żaluzjowy, zwierny",24.9,1,"szt","PLN","23%","",10,null,null,null,null,"5907577430054",null,null,"AKCENT",null,null,"",null,10,null,"https://www.ospel.pl/sites/all/pliki/import/image/podtynk/akcent/bezowy/lp-7a_01.jpg","https://www.ospel.pl/sites/all/pliki/import/image/rysunki/akcent/laczniki_6.jpg",null,"10AX/250~, IP-20 zaciski gwintowe","","",null,null,null,"BEŻOWY",null,"0.0575 kg","82 mm","82 mm","23 mm",null,null,"2025-05-08",null,"","https://www.ospel.pl/sites/all/pliki/import/image/podtynk/akcent/bezowy/lp-7a_01.jpg","27.33.11.0","8536 50 07"]
[140,"ŁP-7A/24","Łącznik żaluzjowy, zwierny",24.9,1,"szt","PLN","23%","",10,null,null,null,null,"5907577432744",null,null,"AKCENT",null,null,"",null,10,null,"https://www.ospel.pl/sites/all/pliki/import/image/podtynk/akcent/brazowy/lp-7a_24.jpg","https://www.ospel.pl/sites/all/pliki/import/image/rysunki/akcent/laczniki_6.jpg",null,"10AX/250~, IP-20 zaciski gwintowe","","",null,null,null,"BRĄZOWY",null,"0.0575 kg","82 mm","82 mm","23 mm",null,null,"2025-05-08",null,"","https://www.ospel.pl/sites/all/pliki/import/image/podtynk/akcent/brazowy/lp-7a_24.jpg","27.33.11.0","8536 50 07"]
[141,"ŁP-7AS/00","Łącznik żaluzjowy, zwierny, z podświetleniem pomarańczowym",29.4,1,"szt","PLN","23%","",10,null,null,null,null,"5907577426682",null,null,"AKCENT",null,null,"",null,10,null,"https://www.ospel.pl/sites/all/pliki/import/image/podtynk/akcent/bialy/lp-7as_00.jpg","https://www.ospel.pl/sites/all/pliki/import/image/rysunki/akcent/laczniki_6.jpg",null,"10AX/250~, IP-20 zaciski gwintowe","","",null,null,null,"BIAŁY",null,"0.0585 kg","82 mm","82 mm","23 mm",null,null,"2025-05-08",null,"https://www.ospel.pl/sites/all/pliki/import/image/schematy/lacznik_zaluzjowy_podswietlenie.jpg","https://www.ospel.pl/sites/all/pliki/import/image/podtynk/akcent/bialy/lp-7as_00.jpg","27.33.11.0","8536 50 07"]
[142,"ŁP-7AS/01","Łącznik żaluzjowy, zwierny, z podświetleniem pomarańczowym",29.4,1,"szt","PLN","23%","",10,null,null,null,null,"5907577430061",null,null,"AKCENT",null,null,"",null,10,null,"https://www.ospel.pl/sites/all/pliki/import/image/podtynk/akcent/bezowy/lp-7as_01.jpg","https://www.ospel.pl/sites/all/pliki/import/image/rysunki/akcent/laczniki_6.jpg",null,"10AX/250~, IP-20 zaciski gwintowe","","",null,null,null,"BEŻOWY",null,"0.0585 kg","82 mm","82 mm","23 mm",null,null,"2025-05-08",null,"https://www.ospel.pl/sites/all/pliki/import/image/schematy/lacznik_zaluzjowy_podswietlenie.jpg","https://www.ospel.pl/sites/all/pliki/import/image/podtynk/akcent/bezowy/lp-7as_01.jpg","27.33.11.0","8536 50 07"]
[143,"ŁP-7AS/24","Łącznik żaluzjowy, zwierny, z podświetleniem pomarańczowym",29.4,1,"szt","PLN","23%","",10,null,null,null,null,"5907577432737",null,null,"AKCENT",null,null,"",null,10,null,"https://www.ospel.pl/sites/all/pliki/import/image/podtynk/akcent/brazowy/lp-7as_24.jpg","https://www.ospel.pl/sites/all/pliki/import/image/rysunki/akcent/laczniki_6.jpg",null,"10AX/250~, IP-20 zaciski gwintowe","","",null,null,null,"BRĄZOWY",null,"0.0585 kg","82 mm","82 mm","23 mm",null,null,"2025-05-08",null,"https://www.ospel.pl/sites/all/pliki/import/image/schematy/lacznik_zaluzjowy_podswietlenie.jpg","https://www.ospel.pl/sites/all/pliki/import/image/podtynk/akcent/brazowy/lp-7as_24.jpg","27.33.11.0","8536 50 07"]
[144,"ŁP-9A/00","Łącznik schodowy + jednobiegunowy",26.6,1,"szt","PLN","23%","",10,null,null,null,null,"5907577426347",null,null,"AKCENT",null,null,"",null,10,null,"https://www.ospel.pl/sites/all/pliki/import/image/podtynk/akcent/bialy/lp-2a_00.jpg","https://www.ospel.pl/sites/all/pliki/import/image/rysunki/akcent/laczniki_6.jpg",null,"10AX/250~, IP-20 zaciski gwintowe","","",null,null,null,"BIAŁY",null,"0.07 kg","82 mm","82 mm","23 mm",null,null,"2025-05-08",null,"https://www.ospel.pl/sites/all/pliki/import/image/schematy/lacznik_zintegrowany_lacznik_schodowy_wspolpraca.jpg","https://www.ospel.pl/sites/all/pliki/import/image/podtynk/akcent/bialy/lp-2a_00.jpg","27.33.11.0","8536 50 07"]
[145,"ŁP-9A/01","Łącznik schodowy + jednobiegunowy",26.6,1,"szt","PLN","23%","",10,null,null,null,null,"5907577426361",null,null,"AKCENT",null,null,"",null,10,null,"https://www.ospel.pl/sites/all/pliki/import/image/podtynk/akcent/bezowy/lp-2a_01.jpg","https://www.ospel.pl/sites/all/pliki/import/image/rysunki/akcent/laczniki_6.jpg",null,"10AX/250~, IP-20 zaciski gwintowe","","",null,null,null,"BEŻOWY",null,"0.07 kg","82 mm","82 mm","23 mm",null,null,"2025-05-08",null,"https://www.ospel.pl/sites/all/pliki/import/image/schematy/lacznik_zintegrowany_lacznik_schodowy_wspolpraca.jpg","https://www.ospel.pl/sites/all/pliki/import/image/podtynk/akcent/bezowy/lp-2a_01.jpg","27.33.11.0","8536 50 07"]
[146,"ŁP-9A/24","Łącznik schodowy + jednobiegunowy",26.6,1,"szt","PLN","23%","",10,null,null,null,null,"5907577426354",null,null,"AKCENT",null,null,"",null,10,null,"https://www.ospel.pl/sites/all/pliki/import/image/podtynk/akcent/brazowy/lp-2a_24.jpg","https://www.ospel.pl/sites/all/pliki/import/image/rysunki/akcent/laczniki_6.jpg",null,"10AX/250~, IP-20 zaciski gwintowe","","",null,null,null,"BRĄZOWY",null,"0.07 kg","82 mm","82 mm","23 mm",null,null,"2025-05-08",null,"https://www.ospel.pl/sites/all/pliki/import/image/schematy/lacznik_zintegrowany_lacznik_schodowy_wspolpraca.jpg","https://www.ospel.pl/sites/all/pliki/import/image/podtynk/akcent/brazowy/lp-2a_24.jpg","27.33.11.0","8536 50 07"]
[147,"ŁP-9AS/00","Łącznik schodowy + jednobiegunowy z podświetleniem pomarańczowym",32.5,1,"szt","PLN","23%","",10,null,null,null,null,"5907577426385",null,null,"AKCENT",null,null,"",null,10,null,"https://www.ospel.pl/sites/all/pliki/import/image/podtynk/akcent/bialy/lp-9as_00.jpg","https://www.ospel.pl/sites/all/pliki/import/image/rysunki/akcent/laczniki_6.jpg",null,"10AX/250~, IP-20 zaciski gwintowe","","",null,null,null,"BIAŁY",null,"0.071 kg","82 mm","82 mm","23 mm",null,null,"2025-05-08",null,"https://www.ospel.pl/sites/all/pliki/import/image/schematy/laczniki_zintegrowane_podwojny_pojedynczy.jpg","https://www.ospel.pl/sites/all/pliki/import/image/podtynk/akcent/bialy/lp-9as_00.jpg","27.33.11.0","8536 50 07"]
[148,"ŁP-9AS/01","Łącznik schodowy + jednobiegunowy z podświetleniem pomarańczowym",32.5,1,"szt","PLN","23%","",10,null,null,null,null,"5907577426408",null,null,"AKCENT",null,null,"",null,10,null,"https://www.ospel.pl/sites/all/pliki/import/image/podtynk/akcent/bezowy/lp-2a_01.jpg","https://www.ospel.pl/sites/all/pliki/import/image/rysunki/akcent/laczniki_6.jpg",null,"10AX/250~, IP-20 zaciski gwintowe","","",null,null,null,"BEŻOWY",null,"0.071 kg","82 mm","82 mm","23 mm",null,null,"2025-05-08",null,"https://www.ospel.pl/sites/all/pliki/import/image/schematy/laczniki_zintegrowane_podwojny_pojedynczy.jpg","https://www.ospel.pl/sites/all/pliki/import/image/podtynk/akcent/bezowy/lp-2a_01.jpg","27.33.11.0","8536 50 07"]
[149,"ŁP-9AS/24","Łącznik schodowy + jednobiegunowy z podświetleniem pomarańczowym",32.5,1,"szt","PLN","23%","",10,null,null,null,null,"5907577426392",null,null,"AKCENT",null,null,"",null,10,null,"https://www.ospel.pl/sites/all/pliki/import/image/podtynk/akcent/brazowy/lp-2a_24.jpg","https://www.ospel.pl/sites/all/pliki/import/image/rysunki/akcent/laczniki_6.jpg",null,"10AX/250~, IP-20 zaciski gwintowe","","",null,null,null,"BRĄZOWY",null,"0.071 kg","82 mm","82 mm","23 mm",null,null,"2025-05-08",null,"https://www.ospel.pl/sites/all/pliki/import/image/schematy/laczniki_zintegrowane_podwojny_pojedynczy.jpg","https://www.ospel.pl/sites/all/pliki/import/image/podtynk/akcent/brazowy/lp-2a_24.jpg","27.33.11.0","8536 50 07"]
[150,"PNP-A/00","Puszka instalacyjna do łączników serii AKCENT",8,1,"szt","PLN","23%","",10,null,null,null,null,"5907577426538",null,null,"AKCENT",null,null,"",null,10,null,"https://www.ospel.pl/sites/all/pliki/import/image/podtynk/akcent/bialy/pnp-a_00.jpg","https://www.ospel.pl/sites/all/pliki/import/image/rysunki/akcent/puszki.pdf",null,"Wysokość 26,5mm","","",null,null,null,"BIAŁY",null,"0.0315 kg","82 mm","82 mm","",null,null,"2025-05-08",null,"","https://www.ospel.pl/sites/all/pliki/import/image/podtynk/akcent/bialy/pnp-a_00.jpg","27.33.13.0","8536 90 01"]
[151,"PNP-A/01","Puszka instalacyjna do łączników serii AKCENT",8,1,"szt","PLN","23%","",10,null,null,null,null,"5907577430603",null,null,"AKCENT",null,null,"",null,10,null,"https://www.ospel.pl/sites/all/pliki/import/image/podtynk/akcent/bezowy/pnp-a_01.jpg","https://www.ospel.pl/sites/all/pliki/import/image/rysunki/akcent/puszki.pdf",null,"Wysokość 26,5mm","","",null,null,null,"BEŻOWY",null,"0.0315 kg","82 mm","82 mm","",null,null,"2025-05-08",null,"","https://www.ospel.pl/sites/all/pliki/import/image/podtynk/akcent/bezowy/pnp-a_01.jpg","27.33.13.0","8536 90 01"]
[152,"PNP-A/24","Puszka instalacyjna do łączników serii AKCENT",8,1,"szt","PLN","23%","",10,null,null,null,null,"5907577427078",null,null,"AKCENT",null,null,"",null,10,null,"https://www.ospel.pl/sites/all/pliki/import/image/podtynk/akcent/brazowy/pnp-a_24.jpg","https://www.ospel.pl/sites/all/pliki/import/image/rysunki/akcent/puszki.pdf",null,"Wysokość 26,5mm","","",null,null,null,"BRĄZOWY",null,"0.0315 kg","82 mm","82 mm","",null,null,"2025-05-08",null,"","https://www.ospel.pl/sites/all/pliki/import/image/podtynk/akcent/brazowy/pnp-a_24.jpg","27.33.13.0","8536 90 01"]
[153,"PNP-AG/00","Puszka instalacyjna do gniazd serii AKCENT",8.5,1,"szt","PLN","23%","",10,null,null,null,null,"5907577426545",null,null,"AKCENT",null,null,"",null,10,null,"https://www.ospel.pl/sites/all/pliki/import/image/podtynk/akcent/bialy/pnp-ag_00.jpg","https://www.ospel.pl/sites/all/pliki/import/image/rysunki/akcent/puszki.pdf",null,"Wysokość 36,5mm","","",null,null,null,"BIAŁY",null,"0.0455 kg","82 mm","82 mm","",null,null,"2025-05-08",null,"","https://www.ospel.pl/sites/all/pliki/import/image/podtynk/akcent/bialy/pnp-ag_00.jpg","27.33.13.0","8536 90 01"]
[154,"PNP-AG/01","Puszka instalacyjna do gniazd serii AKCENT",8.5,1,"szt","PLN","23%","",10,null,null,null,null,"5907577430573",null,null,"AKCENT",null,null,"",null,10,null,"https://www.ospel.pl/sites/all/pliki/import/image/podtynk/akcent/bezowy/pnp-ag_01.jpg","https://www.ospel.pl/sites/all/pliki/import/image/rysunki/akcent/puszki.pdf",null,"Wysokość 36,5mm","","",null,null,null,"BEŻOWY",null,"0.0455 kg","82 mm","82 mm","",null,null,"2025-05-08",null,"","https://www.ospel.pl/sites/all/pliki/import/image/podtynk/akcent/bezowy/pnp-ag_01.jpg","27.33.13.0","8536 90 01"]
[155,"PNP-AG/24","Puszka instalacyjna do gniazd serii AKCENT",8.5,1,"szt","PLN","23%","",10,null,null,null,null,"5907577427085",null,null,"AKCENT",null,null,"",null,10,null,"https://www.ospel.pl/sites/all/pliki/import/image/podtynk/akcent/brazowy/pnp-ag_24.jpg","https://www.ospel.pl/sites/all/pliki/import/image/rysunki/akcent/puszki.pdf",null,"Wysokość 36,5mm","","",null,null,null,"BRĄZOWY",null,"0.0455 kg","82 mm","82 mm","",null,null,"2025-05-08",null,"","https://www.ospel.pl/sites/all/pliki/import/image/podtynk/akcent/brazowy/pnp-ag_24.jpg","27.33.13.0","8536 90 01"]
[156,"AP45-1U/m/00","Adapter podtynkowy systemu OSPEL 45 do serii Aria",12.5,1,"szt","PLN","23%","",10,null,null,null,null,"5907577482954",null,null,"ARIA",null,null,"",null,10,null,"https://www.ospel.pl/sites/all/pliki/import/image/podtynk/aria/bialy/ap45-1u_m_00.jpg","https://www.ospel.pl/sites/all/pliki/import/image/rysunki/aria/adapter.pdf",null,"","","",null,null,null,"BIAŁY",null,"","75 mm","75 mm","20 mm",null,null,"2025-05-08",null,"","https://www.ospel.pl/sites/all/pliki/import/image/podtynk/aria/bialy/ap45-1u_m_00.jpg","26.40.52.0","8536 90 01"]
[157,"AP45-1U/m/18","Adapter podtynkowy systemu OSPEL 45 do serii Aria",15.5,1,"szt","PLN","23%","",10,null,null,null,null,"5907577483906",null,null,"ARIA",null,null,"",null,10,null,"https://www.ospel.pl/sites/all/pliki/import/image/podtynk/aria/srebro/ap45-1u_m_18.jpg","https://www.ospel.pl/sites/all/pliki/import/image/rysunki/aria/adapter.pdf",null,"","","",null,null,null,"SREBRO",null,"","75 mm","75 mm","20 mm",null,null,"2025-05-08",null,"","https://www.ospel.pl/sites/all/pliki/import/image/podtynk/aria/srebro/ap45-1u_m_18.jpg","26.40.52.0","8536 90 01"]
[158,"AP45-1U/m/27","Adapter podtynkowy systemu OSPEL 45 do serii Aria",12.5,1,"szt","PLN","23%","",10,null,null,null,null,"5907577492656",null,null,"ARIA",null,null,"",null,10,null,"https://www.ospel.pl/sites/all/pliki/import/image/podtynk/aria/ecru/ap45-1u_m_27.jpg","https://www.ospel.pl/sites/all/pliki/import/image/rysunki/aria/adapter.pdf",null,"","","",null,null,null,"ECRU",null,"","75 mm","75 mm","20 mm",null,null,"2025-05-08",null,"","https://www.ospel.pl/sites/all/pliki/import/image/podtynk/aria/ecru/ap45-1u_m_27.jpg","26.40.52.0","8536 90 01"]
[159,"AP45-1U/m/33","Adapter podtynkowy systemu OSPEL 45 do serii Aria",15.5,1,"szt","PLN","23%","",10,null,null,null,null,"5907577484798",null,null,"ARIA",null,null,"",null,10,null,"https://www.ospel.pl/sites/all/pliki/import/image/podtynk/aria/czarny/ap45-1u_m_33.jpg","https://www.ospel.pl/sites/all/pliki/import/image/rysunki/aria/adapter.pdf",null,"","","",null,null,null,"CZARNY METALIK",null,"","75 mm","75 mm","20 mm",null,null,"2025-05-08",null,"","https://www.ospel.pl/sites/all/pliki/import/image/podtynk/aria/czarny/ap45-1u_m_33.jpg","26.40.52.0","8536 90 01"]
[160,"AP45-1U/m/70","Adapter podtynkowy systemu OSPEL 45 do serii Aria",15.5,1,"szt","PLN","23%","",10,null,null,null,null,"5907577485689",null,null,"ARIA",null,null,"",null,10,null,"https://www.ospel.pl/sites/all/pliki/import/image/podtynk/aria/szary_mat/ap45-1u_m_70.jpg","https://www.ospel.pl/sites/all/pliki/import/image/rysunki/aria/adapter.pdf",null,"","","",null,null,null,"SZARY MAT",null,"","75 mm","75 mm","20 mm",null,null,"2025-05-08",null,"","https://www.ospel.pl/sites/all/pliki/import/image/podtynk/aria/szary_mat/ap45-1u_m_70.jpg","26.40.52.0","8536 90 01"]
[161,"GG-1U/m/00","Gniazdo głośnikowe pojedyncze",31.6,1,"szt","PLN","23%","",10,null,null,null,null,"5907577482664",null,null,"ARIA",null,null,"",null,10,null,"https://www.ospel.pl/sites/all/pliki/import/image/podtynk/aria/bialy/gg-1u_m_00.jpg","https://www.ospel.pl/sites/all/pliki/import/image/rysunki/aria/gniazda_glosnikowe.pdf",null,"Przyłączalność przewodów 0,75mm2","","",null,null,null,"BIAŁY",null,"0.057 kg","71 mm","71 mm","22 mm",null,null,"2025-05-08",null,"","https://www.ospel.pl/sites/all/pliki/import/image/podtynk/aria/bialy/gg-1u_m_00.jpg","26.40.52.0","8517 18 00"]
[162,"GG-1U/m/18","Gniazdo głośnikowe pojedyncze",40,1,"szt","PLN","23%","",4,null,null,null,null,"5907577483623",null,null,"ARIA",null,null,"",null,4,null,"https://www.ospel.pl/sites/all/pliki/import/image/podtynk/aria/srebro/gg-1u_m_18.jpg","https://www.ospel.pl/sites/all/pliki/import/image/rysunki/aria/gniazda_glosnikowe.pdf",null,"Przyłączalność przewodów 0,75mm2","","",null,null,null,"SREBRO",null,"0.057 kg","71 mm","71 mm","22 mm",null,null,"2025-05-08",null,"","https://www.ospel.pl/sites/all/pliki/import/image/podtynk/aria/srebro/gg-1u_m_18.jpg","26.40.52.0","8517 18 00"]
[163,"GG-1U/m/27","Gniazdo głośnikowe pojedyncze",31.6,1,"szt","PLN","23%","",10,null,null,null,null,"5907577492373",null,null,"ARIA",null,null,"",null,10,null,"https://www.ospel.pl/sites/all/pliki/import/image/podtynk/aria/ecru/gg-1u_m_27.jpg","https://www.ospel.pl/sites/all/pliki/import/image/rysunki/aria/gniazda_glosnikowe.pdf",null,"Przyłączalność przewodów 0,75mm2","","",null,null,null,"ECRU",null,"0.057 kg","71 mm","71 mm","22 mm",null,null,"2025-05-08",null,"","https://www.ospel.pl/sites/all/pliki/import/image/podtynk/aria/ecru/gg-1u_m_27.jpg","26.40.52.0","8517 18 00"]
[164,"GG-1U/m/33","Gniazdo głośnikowe pojedyncze",40,1,"szt","PLN","23%","",4,null,null,null,null,"5907577484514",null,null,"ARIA",null,null,"",null,4,null,"https://www.ospel.pl/sites/all/pliki/import/image/podtynk/aria/czarny/gg-1u_m_33.jpg","https://www.ospel.pl/sites/all/pliki/import/image/rysunki/aria/gniazda_glosnikowe.pdf",null,"Przyłączalność przewodów 0,75mm2","","",null,null,null,"CZARNY METALIK",null,"0.057 kg","71 mm","71 mm","22 mm",null,null,"2025-05-08",null,"","https://www.ospel.pl/sites/all/pliki/import/image/podtynk/aria/czarny/gg-1u_m_33.jpg","26.40.52.0","8517 18 00"]
[165,"GG-1U/m/70","Gniazdo głośnikowe pojedyncze",40,1,"szt","PLN","23%","",4,null,null,null,null,"5907577485405",null,null,"ARIA",null,null,"",null,4,null,"https://www.ospel.pl/sites/all/pliki/import/image/podtynk/aria/szary_mat/gg-1u_m_70.jpg","https://www.ospel.pl/sites/all/pliki/import/image/rysunki/aria/gniazda_glosnikowe.pdf",null,"Przyłączalność przewodów 0,75mm2","","",null,null,null,"SZARY MAT",null,"0.057 kg","71 mm","71 mm","22 mm",null,null,"2025-05-08",null,"","https://www.ospel.pl/sites/all/pliki/import/image/podtynk/aria/szary_mat/gg-1u_m_70.jpg","26.40.52.0","8517 18 00"]
[166,"GG-2U/m/00","Gniazdo głośnikowe podwójne",42.5,1,"szt","PLN","23%","",10,null,null,null,null,"5907577482671",null,null,"ARIA",null,null,"",null,10,null,"https://www.ospel.pl/sites/all/pliki/import/image/podtynk/aria/bialy/gg-2u_m_00.jpg","https://www.ospel.pl/sites/all/pliki/import/image/rysunki/aria/gniazda_glosnikowe.pdf",null,"Przyłączalność przewodów 0,75mm2","","",null,null,null,"BIAŁY",null,"0.061 kg","71 mm","71 mm","22 mm",null,null,"2025-05-08",null,"","https://www.ospel.pl/sites/all/pliki/import/image/podtynk/aria/bialy/gg-2u_m_00.jpg","26.40.52.0","8517 18 00"]
[167,"GG-2U/m/18","Gniazdo głośnikowe podwójne",51.7,1,"szt","PLN","23%","",4,null,null,null,null,"5907577483630",null,null,"ARIA",null,null,"",null,4,null,"https://www.ospel.pl/sites/all/pliki/import/image/podtynk/aria/srebro/gg-2u_m_18.jpg","https://www.ospel.pl/sites/all/pliki/import/image/rysunki/aria/gniazda_glosnikowe.pdf",null,"Przyłączalność przewodów 0,75mm2","","",null,null,null,"SREBRO",null,"0.061 kg","71 mm","71 mm","22 mm",null,null,"2025-05-08",null,"","https://www.ospel.pl/sites/all/pliki/import/image/podtynk/aria/srebro/gg-2u_m_18.jpg","26.40.52.0","8517 18 00"]
[168,"GG-2U/m/27","Gniazdo głośnikowe podwójne",42.5,1,"szt","PLN","23%","",10,null,null,null,null,"5907577492380",null,null,"ARIA",null,null,"",null,10,null,"https://www.ospel.pl/sites/all/pliki/import/image/podtynk/aria/ecru/gg-2u_m_27.jpg","https://www.ospel.pl/sites/all/pliki/import/image/rysunki/aria/gniazda_glosnikowe.pdf",null,"Przyłączalność przewodów 0,75mm2","","",null,null,null,"ECRU",null,"0.061 kg","71 mm","71 mm","22 mm",null,null,"2025-05-08",null,"","https://www.ospel.pl/sites/all/pliki/import/image/podtynk/aria/ecru/gg-2u_m_27.jpg","26.40.52.0","8517 18 00"]
[169,"GG-2U/m/33","Gniazdo głośnikowe podwójne",51.7,1,"szt","PLN","23%","",4,null,null,null,null,"5907577484521",null,null,"ARIA",null,null,"",null,4,null,"https://www.ospel.pl/sites/all/pliki/import/image/podtynk/aria/czarny/gg-2u_m_33.jpg","https://www.ospel.pl/sites/all/pliki/import/image/rysunki/aria/gniazda_glosnikowe.pdf",null,"Przyłączalność przewodów 0,75mm2","","",null,null,null,"CZARNY METALIK",null,"0.061 kg","71 mm","71 mm","22 mm",null,null,"2025-05-08",null,"","https://www.ospel.pl/sites/all/pliki/import/image/podtynk/aria/czarny/gg-2u_m_33.jpg","26.40.52.0","8517 18 00"]
[170,"GG-2U/m/70","Gniazdo głośnikowe podwójne",51.7,1,"szt","PLN","23%","",4,null,null,null,null,"5907577485412",null,null,"ARIA",null,null,"",null,4,null,"https://www.ospel.pl/sites/all/pliki/import/image/podtynk/aria/szary_mat/gg-2u_m_70.jpg","https://www.ospel.pl/sites/all/pliki/import/image/rysunki/aria/gniazda_glosnikowe.pdf",null,"Przyłączalność przewodów 0,75mm2","","",null,null,null,"SZARY MAT",null,"0.061 kg","71 mm","71 mm","22 mm",null,null,"2025-05-08",null,"","https://www.ospel.pl/sites/all/pliki/import/image/podtynk/aria/szary_mat/gg-2u_m_70.jpg","26.40.52.0","8517 18 00"]
[171,"GGN-1U/m/00","Gniazdo głośnikowe pojedyncze",38.700000000000003,1,"szt","PLN","23%","",10,null,null,null,null,"5907577482688",null,null,"ARIA",null,null,"",null,10,null,"https://www.ospel.pl/sites/all/pliki/import/image/podtynk/aria/bialy/ggn-1u_m_00.jpg","https://www.ospel.pl/sites/all/pliki/import/image/rysunki/aria/gniazda_glosnikowe.pdf",null,"Przyłączalność przewodów 6mm2","","",null,null,null,"BIAŁY",null,"","71 mm","71 mm","22 mm",null,null,"2025-05-08",null,"","https://www.ospel.pl/sites/all/pliki/import/image/podtynk/aria/bialy/ggn-1u_m_00.jpg","26.40.52.0","8517 18 00"]
[172,"GGN-1U/m/18","Gniazdo głośnikowe pojedyncze",41.9,1,"szt","PLN","23%","",4,null,null,null,null,"5907577483647",null,null,"ARIA",null,null,"",null,4,null,"https://www.ospel.pl/sites/all/pliki/import/image/podtynk/aria/srebro/ggn-1u_m_18.jpg","https://www.ospel.pl/sites/all/pliki/import/image/rysunki/aria/gniazda_glosnikowe.pdf",null,"Przyłączalność przewodów 6mm2","","",null,null,null,"SREBRO",null,"","71 mm","71 mm","22 mm",null,null,"2025-05-08",null,"","https://www.ospel.pl/sites/all/pliki/import/image/podtynk/aria/srebro/ggn-1u_m_18.jpg","26.40.52.0","8517 18 00"]
[173,"GGN-1U/m/27","Gniazdo głośnikowe pojedyncze",38.700000000000003,1,"szt","PLN","23%","",10,null,null,null,null,"5907577492397",null,null,"ARIA",null,null,"",null,10,null,"https://www.ospel.pl/sites/all/pliki/import/image/podtynk/aria/ecru/ggn-1u_m_27.jpg","https://www.ospel.pl/sites/all/pliki/import/image/rysunki/aria/gniazda_glosnikowe.pdf",null,"Przyłączalność przewodów 6mm2","","",null,null,null,"ECRU",null,"","71 mm","71 mm","22 mm",null,null,"2025-05-08",null,"","https://www.ospel.pl/sites/all/pliki/import/image/podtynk/aria/ecru/ggn-1u_m_27.jpg","26.40.52.0","8517 18 00"]
[174,"GGN-1U/m/33","Gniazdo głośnikowe pojedyncze",41.9,1,"szt","PLN","23%","",4,null,null,null,null,"5907577484538",null,null,"ARIA",null,null,"",null,4,null,"https://www.ospel.pl/sites/all/pliki/import/image/podtynk/aria/czarny/ggn-1u_m_33.jpg","https://www.ospel.pl/sites/all/pliki/import/image/rysunki/aria/gniazda_glosnikowe.pdf",null,"Przyłączalność przewodów 6mm2","","",null,null,null,"CZARNY METALIK",null,"","71 mm","71 mm","22 mm",null,null,"2025-05-08",null,"","https://www.ospel.pl/sites/all/pliki/import/image/podtynk/aria/czarny/ggn-1u_m_33.jpg","26.40.52.0","8517 18 00"]
[175,"GGN-1U/m/70","Gniazdo głośnikowe pojedyncze",41.9,1,"szt","PLN","23%","",4,null,null,null,null,"5907577485429",null,null,"ARIA",null,null,"",null,4,null,"https://www.ospel.pl/sites/all/pliki/import/image/podtynk/aria/szary_mat/ggn-1u_m_70.jpg","https://www.ospel.pl/sites/all/pliki/import/image/rysunki/aria/gniazda_glosnikowe.pdf",null,"Przyłączalność przewodów 6mm2","","",null,null,null,"SZARY MAT",null,"","71 mm","71 mm","22 mm",null,null,"2025-05-08",null,"","https://www.ospel.pl/sites/all/pliki/import/image/podtynk/aria/szary_mat/ggn-1u_m_70.jpg","26.40.52.0","8517 18 00"]
[176,"GP-1U/m/00","Gniazdo pojedyncze",14.2,1,"szt","PLN","23%","",10,null,null,null,null,"5907577482213",null,null,"ARIA",null,null,"",null,10,null,"https://www.ospel.pl/sites/all/pliki/import/image/podtynk/aria/bialy/gp-1u_m_00.jpg","https://www.ospel.pl/sites/all/pliki/import/image/rysunki/aria/gniazdo_pojedyncze.pdf",null,"16A 250V~, IP20, zaciski gwintowe","","",null,null,null,"BIAŁY",null,"0.073 kg","71 mm","71 mm","26 mm",null,null,"2025-05-08",null,"","https://www.ospel.pl/sites/all/pliki/import/image/podtynk/aria/bialy/gp-1u_m_00.jpg","27.33.13.0","8536 69 90"]
[177,"GP-1U/m/18","Gniazdo pojedyncze",24,1,"szt","PLN","23%","",4,null,null,null,null,"5907577483197",null,null,"ARIA",null,null,"",null,4,null,"https://www.ospel.pl/sites/all/pliki/import/image/podtynk/aria/srebro/gp-1u_m_18.jpg","https://www.ospel.pl/sites/all/pliki/import/image/rysunki/aria/gniazdo_pojedyncze.pdf",null,"16A 250V~, IP20, zaciski gwintowe","","",null,null,null,"SREBRO",null,"0.073 kg","71 mm","71 mm","26 mm",null,null,"2025-05-08",null,"","https://www.ospel.pl/sites/all/pliki/import/image/podtynk/aria/srebro/gp-1u_m_18.jpg","27.33.13.0","8536 69 90"]
[178,"GP-1U/m/27","Gniazdo pojedyncze",14.2,1,"szt","PLN","23%","",10,null,null,null,null,"5907577491925",null,null,"ARIA",null,null,"",null,10,null,"https://www.ospel.pl/sites/all/pliki/import/image/podtynk/aria/ecru/gp-1u_m_27.jpg","https://www.ospel.pl/sites/all/pliki/import/image/rysunki/aria/gniazdo_pojedyncze.pdf",null,"16A 250V~, IP20, zaciski gwintowe","","",null,null,null,"ECRU",null,"0.073 kg","71 mm","71 mm","26 mm",null,null,"2025-05-08",null,"","https://www.ospel.pl/sites/all/pliki/import/image/podtynk/aria/ecru/gp-1u_m_27.jpg","27.33.13.0","8536 69 90"]
[179,"GP-1U/m/33","Gniazdo pojedyncze",24,1,"szt","PLN","23%","",4,null,null,null,null,"5907577484088",null,null,"ARIA",null,null,"",null,4,null,"https://www.ospel.pl/sites/all/pliki/import/image/podtynk/aria/czarny/gp-1u_m_33.jpg","https://www.ospel.pl/sites/all/pliki/import/image/rysunki/aria/gniazdo_pojedyncze.pdf",null,"16A 250V~, IP20, zaciski gwintowe","","",null,null,null,"CZARNY METALIK",null,"0.073 kg","71 mm","71 mm","26 mm",null,null,"2025-05-08",null,"","https://www.ospel.pl/sites/all/pliki/import/image/podtynk/aria/czarny/gp-1u_m_33.jpg","27.33.13.0","8536 69 90"]
[180,"GP-1U/m/70","Gniazdo pojedyncze",24,1,"szt","PLN","23%","",4,null,null,null,null,"5907577484972",null,null,"ARIA",null,null,"",null,4,null,"https://www.ospel.pl/sites/all/pliki/import/image/podtynk/aria/szary_mat/gp-1u_m_70.jpg","https://www.ospel.pl/sites/all/pliki/import/image/rysunki/aria/gniazdo_pojedyncze.pdf",null,"16A 250V~, IP20, zaciski gwintowe","","",null,null,null,"SZARY MAT",null,"0.073 kg","71 mm","71 mm","26 mm",null,null,"2025-05-08",null,"","https://www.ospel.pl/sites/all/pliki/import/image/podtynk/aria/szary_mat/gp-1u_m_70.jpg","27.33.13.0","8536 69 90"]
[181,"GP-1UP/m/00","Gniazdo pojedyncze z przesłonami torów prądowych",15.8,1,"szt","PLN","23%","",10,null,null,null,null,"5907577482220",null,null,"ARIA",null,null,"",null,10,null,"https://www.ospel.pl/sites/all/pliki/import/image/podtynk/aria/bialy/gp-1up_m_00.jpg","https://www.ospel.pl/sites/all/pliki/import/image/rysunki/aria/gniazdo_pojedyncze.pdf",null,"16A 250V~, IP20, zaciski gwintowe","","",null,null,null,"BIAŁY",null,"0.075 kg","71 mm","71 mm","26 mm",null,null,"2025-05-08",null,"","https://www.ospel.pl/sites/all/pliki/import/image/podtynk/aria/bialy/gp-1up_m_00.jpg","27.33.13.0","8536 69 90"]
[182,"GP-1UP/m/18","Gniazdo pojedyncze z przesłonami torów prądowych",24.8,1,"szt","PLN","23%","",4,null,null,null,null,"5907577483203",null,null,"ARIA",null,null,"",null,4,null,"https://www.ospel.pl/sites/all/pliki/import/image/podtynk/aria/srebro/gp-1up_m_18.jpg","https://www.ospel.pl/sites/all/pliki/import/image/rysunki/aria/gniazdo_pojedyncze.pdf",null,"16A 250V~, IP20, zaciski gwintowe","","",null,null,null,"SREBRO",null,"0.075 kg","71 mm","71 mm","26 mm",null,null,"2025-05-08",null,"","https://www.ospel.pl/sites/all/pliki/import/image/podtynk/aria/srebro/gp-1up_m_18.jpg","27.33.13.0","8536 69 90"]
[183,"GP-1UP/m/27","Gniazdo pojedyncze z przesłonami torów prądowych",15.8,1,"szt","PLN","23%","",10,null,null,null,null,"5907577491932",null,null,"ARIA",null,null,"",null,10,null,"https://www.ospel.pl/sites/all/pliki/import/image/podtynk/aria/ecru/gp-1up_m_27.jpg","https://www.ospel.pl/sites/all/pliki/import/image/rysunki/aria/gniazdo_pojedyncze.pdf",null,"16A 250V~, IP20, zaciski gwintowe","","",null,null,null,"ECRU",null,"0.075 kg","71 mm","71 mm","26 mm",null,null,"2025-05-08",null,"","https://www.ospel.pl/sites/all/pliki/import/image/podtynk/aria/ecru/gp-1up_m_27.jpg","27.33.13.0","8536 69 90"]
[184,"GP-1UP/m/33","Gniazdo pojedyncze z przesłonami torów prądowych",24.8,1,"szt","PLN","23%","",4,null,null,null,null,"5907577484095",null,null,"ARIA",null,null,"",null,4,null,"https://www.ospel.pl/sites/all/pliki/import/image/podtynk/aria/czarny/gp-1up_m_33.jpg","https://www.ospel.pl/sites/all/pliki/import/image/rysunki/aria/gniazdo_pojedyncze.pdf",null,"16A 250V~, IP20, zaciski gwintowe","","",null,null,null,"CZARNY METALIK",null,"0.075 kg","71 mm","71 mm","26 mm",null,null,"2025-05-08",null,"","https://www.ospel.pl/sites/all/pliki/import/image/podtynk/aria/czarny/gp-1up_m_33.jpg","27.33.13.0","8536 69 90"]
[185,"GP-1UP/m/70","Gniazdo pojedyncze z przesłonami torów prądowych",24.8,1,"szt","PLN","23%","",4,null,null,null,null,"5907577484989",null,null,"ARIA",null,null,"",null,4,null,"https://www.ospel.pl/sites/all/pliki/import/image/podtynk/aria/szary_mat/gp-1up_m_70.jpg","https://www.ospel.pl/sites/all/pliki/import/image/rysunki/aria/gniazdo_pojedyncze.pdf",null,"16A 250V~, IP20, zaciski gwintowe","","",null,null,null,"SZARY MAT",null,"0.075 kg","71 mm","71 mm","26 mm",null,null,"2025-05-08",null,"","https://www.ospel.pl/sites/all/pliki/import/image/podtynk/aria/szary_mat/gp-1up_m_70.jpg","27.33.13.0","8536 69 90"]
[186,"GP-1US/m/00","Gniazdo pojedyncze z uziemieniem schuko",17.600000000000001,1,"szt","PLN","23%","",10,null,null,null,null,"5907577482275",null,null,"ARIA",null,null,"",null,10,null,"https://www.ospel.pl/sites/all/pliki/import/image/podtynk/aria/bialy/gp-1us_m_00.jpg","https://www.ospel.pl/sites/all/pliki/import/image/rysunki/aria/gniazdo_poj_schuko.pdf",null,"16A 250V~, IP20, zaciski gwintowe","","",null,null,null,"BIAŁY",null,"","71 mm","71 mm","29 mm",null,null,"2025-05-08",null,"","https://www.ospel.pl/sites/all/pliki/import/image/podtynk/aria/bialy/gp-1us_m_00.jpg","27.33.13.0","8536 69 90"]
[187,"GP-1US/m/18","Gniazdo pojedyncze z uziemieniem schuko",29.5,1,"szt","PLN","23%","",4,null,null,null,null,"5907577483234",null,null,"ARIA",null,null,"",null,4,null,"https://www.ospel.pl/sites/all/pliki/import/image/podtynk/aria/srebro/gp-1us_m_18.jpg","https://www.ospel.pl/sites/all/pliki/import/image/rysunki/aria/gniazdo_poj_schuko.pdf",null,"16A 250V~, IP20, zaciski gwintowe","","",null,null,null,"SREBRO",null,"","71 mm","71 mm","29 mm",null,null,"2025-05-08",null,"","https://www.ospel.pl/sites/all/pliki/import/image/podtynk/aria/srebro/gp-1us_m_18.jpg","27.33.13.0","8536 69 90"]
[188,"GP-1US/m/27","Gniazdo pojedyncze z uziemieniem schuko",17.600000000000001,1,"szt","PLN","23%","",10,null,null,null,null,"5907577491987",null,null,"ARIA",null,null,"",null,10,null,"https://www.ospel.pl/sites/all/pliki/import/image/podtynk/aria/ecru/gp-1us_m_27.jpg","https://www.ospel.pl/sites/all/pliki/import/image/rysunki/aria/gniazdo_poj_schuko.pdf",null,"16A 250V~, IP20, zaciski gwintowe","","",null,null,null,"ECRU",null,"","71 mm","71 mm","29 mm",null,null,"2025-05-08",null,"","https://www.ospel.pl/sites/all/pliki/import/image/podtynk/aria/ecru/gp-1us_m_27.jpg","27.33.13.0","8536 69 90"]
[189,"GP-1US/m/33","Gniazdo pojedyncze z uziemieniem schuko",29.5,1,"szt","PLN","23%","",4,null,null,null,null,"5907577484125",null,null,"ARIA",null,null,"",null,4,null,"https://www.ospel.pl/sites/all/pliki/import/image/podtynk/aria/czarny/gp-1us_m_33.jpg","https://www.ospel.pl/sites/all/pliki/import/image/rysunki/aria/gniazdo_poj_schuko.pdf",null,"16A 250V~, IP20, zaciski gwintowe","","",null,null,null,"CZARNY METALIK",null,"","71 mm","71 mm","29 mm",null,null,"2025-05-08",null,"","https://www.ospel.pl/sites/all/pliki/import/image/podtynk/aria/czarny/gp-1us_m_33.jpg","27.33.13.0","8536 69 90"]
[190,"GP-1US/m/70","Gniazdo pojedyncze z uziemieniem schuko",29.5,1,"szt","PLN","23%","",4,null,null,null,null,"5907577485016",null,null,"ARIA",null,null,"",null,4,null,"https://www.ospel.pl/sites/all/pliki/import/image/podtynk/aria/szary_mat/gp-1us_m_70.jpg","https://www.ospel.pl/sites/all/pliki/import/image/rysunki/aria/gniazdo_poj_schuko.pdf",null,"16A 250V~, IP20, zaciski gwintowe","","",null,null,null,"SZARY MAT",null,"","71 mm","71 mm","29 mm",null,null,"2025-05-08",null,"","https://www.ospel.pl/sites/all/pliki/import/image/podtynk/aria/szary_mat/gp-1us_m_70.jpg","27.33.13.0","8536 69 90"]
[191,"GP-1USP/m/00","Gniazdo pojedyncze z uziemieniem schuko z przesłonami torów prądowych",18.3,1,"szt","PLN","23%","",10,null,null,null,null,"5907577482282",null,null,"ARIA",null,null,"",null,10,null,"https://www.ospel.pl/sites/all/pliki/import/image/podtynk/aria/bialy/gp-1usp_m_00.jpg","https://www.ospel.pl/sites/all/pliki/import/image/rysunki/aria/gniazdo_poj_schuko.pdf",null,"16A 250V~, IP20, zaciski gwintowe","","",null,null,null,"BIAŁY",null,"","71 mm","71 mm","29 mm",null,null,"2025-05-08",null,"","https://www.ospel.pl/sites/all/pliki/import/image/podtynk/aria/bialy/gp-1usp_m_00.jpg","27.33.13.0","8536 69 90"]
[192,"GP-1USP/m/18","Gniazdo pojedyncze z uziemieniem schuko z przesłonami torów prądowych",30.2,1,"szt","PLN","23%","",4,null,null,null,null,"5907577483241",null,null,"ARIA",null,null,"",null,4,null,"https://www.ospel.pl/sites/all/pliki/import/image/podtynk/aria/srebro/gp-1usp_m_18.jpg","https://www.ospel.pl/sites/all/pliki/import/image/rysunki/aria/gniazdo_poj_schuko.pdf",null,"16A 250V~, IP20, zaciski gwintowe","","",null,null,null,"SREBRO",null,"","71 mm","71 mm","29 mm",null,null,"2025-05-08",null,"","https://www.ospel.pl/sites/all/pliki/import/image/podtynk/aria/srebro/gp-1usp_m_18.jpg","27.33.13.0","8536 69 90"]
[193,"GP-1USP/m/27","Gniazdo pojedyncze z uziemieniem schuko z przesłonami torów prądowych",18.3,1,"szt","PLN","23%","",10,null,null,null,null,"5907577491994",null,null,"ARIA",null,null,"",null,10,null,"https://www.ospel.pl/sites/all/pliki/import/image/podtynk/aria/ecru/gp-1usp_m_27.jpg","https://www.ospel.pl/sites/all/pliki/import/image/rysunki/aria/gniazdo_poj_schuko.pdf",null,"16A 250V~, IP20, zaciski gwintowe","","",null,null,null,"ECRU",null,"","71 mm","71 mm","29 mm",null,null,"2025-05-08",null,"","https://www.ospel.pl/sites/all/pliki/import/image/podtynk/aria/ecru/gp-1usp_m_27.jpg","27.33.13.0","8536 69 90"]
[194,"GP-1USP/m/33","Gniazdo pojedyncze z uziemieniem schuko z przesłonami torów prądowych",30.2,1,"szt","PLN","23%","",4,null,null,null,null,"5907577484132",null,null,"ARIA",null,null,"",null,4,null,"https://www.ospel.pl/sites/all/pliki/import/image/podtynk/aria/czarny/gp-1usp_m_33.jpg","https://www.ospel.pl/sites/all/pliki/import/image/rysunki/aria/gniazdo_poj_schuko.pdf",null,"16A 250V~, IP20, zaciski gwintowe","","",null,null,null,"CZARNY METALIK",null,"","71 mm","71 mm","29 mm",null,null,"2025-05-08",null,"","https://www.ospel.pl/sites/all/pliki/import/image/podtynk/aria/czarny/gp-1usp_m_33.jpg","27.33.13.0","8536 69 90"]
[195,"GP-1USP/m/70","Gniazdo pojedyncze z uziemieniem schuko z przesłonami torów prądowych",30.2,1,"szt","PLN","23%","",4,null,null,null,null,"5907577485023",null,null,"ARIA",null,null,"",null,4,null,"https://www.ospel.pl/sites/all/pliki/import/image/podtynk/aria/szary_mat/gp-1usp_m_70.jpg","https://www.ospel.pl/sites/all/pliki/import/image/rysunki/aria/gniazdo_poj_schuko.pdf",null,"16A 250V~, IP20, zaciski gwintowe","","",null,null,null,"SZARY MAT",null,"","71 mm","71 mm","29 mm",null,null,"2025-05-08",null,"","https://www.ospel.pl/sites/all/pliki/import/image/podtynk/aria/szary_mat/gp-1usp_m_70.jpg","27.33.13.0","8536 69 90"]
[196,"GP-1UZ/m/00","Gniazdo pojedyncze z uziemieniem",16.2,1,"szt","PLN","23%","",10,null,null,null,null,"5907577482237",null,null,"ARIA",null,null,"",null,10,null,"https://www.ospel.pl/sites/all/pliki/import/image/podtynk/aria/bialy/gp-1uz_m_00.jpg","https://www.ospel.pl/sites/all/pliki/import/image/rysunki/aria/gniazdo_pojedyncze.pdf",null,"16A 250V~, IP20, zaciski gwintowe","","",null,null,null,"BIAŁY",null,"0.077 kg","71 mm","71 mm","26 mm",null,null,"2025-05-08",null,"","https://www.ospel.pl/sites/all/pliki/import/image/podtynk/aria/bialy/gp-1uz_m_00.jpg","27.33.13.0","8536 69 90"]
[197,"GP-1UZ/m/18","Gniazdo pojedyncze z uziemieniem",27.4,1,"szt","PLN","23%","",4,null,null,null,null,"5907577483210",null,null,"ARIA",null,null,"",null,4,null,"https://www.ospel.pl/sites/all/pliki/import/image/podtynk/aria/srebro/gp-1uz_m_18.jpg","https://www.ospel.pl/sites/all/pliki/import/image/rysunki/aria/gniazdo_pojedyncze.pdf",null,"16A 250V~, IP20, zaciski gwintowe","","",null,null,null,"SREBRO",null,"0.077 kg","71 mm","71 mm","26 mm",null,null,"2025-05-08",null,"","https://www.ospel.pl/sites/all/pliki/import/image/podtynk/aria/srebro/gp-1uz_m_18.jpg","27.33.13.0","8536 69 90"]
[198,"GP-1UZ/m/27","Gniazdo pojedyncze z uziemieniem",16.2,1,"szt","PLN","23%","",10,null,null,null,null,"5907577491949",null,null,"ARIA",null,null,"",null,10,null,"https://www.ospel.pl/sites/all/pliki/import/image/podtynk/aria/ecru/gp-1uz_m_27.jpg","https://www.ospel.pl/sites/all/pliki/import/image/rysunki/aria/gniazdo_pojedyncze.pdf",null,"16A 250V~, IP20, zaciski gwintowe","","",null,null,null,"ECRU",null,"0.077 kg","71 mm","71 mm","26 mm",null,null,"2025-05-08",null,"","https://www.ospel.pl/sites/all/pliki/import/image/podtynk/aria/ecru/gp-1uz_m_27.jpg","27.33.13.0","8536 69 90"]
[199,"GP-1UZ/m/33","Gniazdo pojedyncze z uziemieniem",27.4,1,"szt","PLN","23%","",4,null,null,null,null,"5907577484101",null,null,"ARIA",null,null,"",null,4,null,"https://www.ospel.pl/sites/all/pliki/import/image/podtynk/aria/czarny/gp-1uz_m_33.jpg","https://www.ospel.pl/sites/all/pliki/import/image/rysunki/aria/gniazdo_pojedyncze.pdf",null,"16A 250V~, IP20, zaciski gwintowe","","",null,null,null,"CZARNY METALIK",null,"0.077 kg","71 mm","71 mm","26 mm",null,null,"2025-05-08",null,"","https://www.ospel.pl/sites/all/pliki/import/image/podtynk/aria/czarny/gp-1uz_m_33.jpg","27.33.13.0","8536 69 90"]
[200,"GP-1UZ/m/70","Gniazdo pojedyncze z uziemieniem",27.4,1,"szt","PLN","23%","",4,null,null,null,null,"5907577484996",null,null,"ARIA",null,null,"",null,4,null,"https://www.ospel.pl/sites/all/pliki/import/image/podtynk/aria/szary_mat/gp-1uz_m_70.jpg","https://www.ospel.pl/sites/all/pliki/import/image/rysunki/aria/gniazdo_pojedyncze.pdf",null,"16A 250V~, IP20, zaciski gwintowe","","",null,null,null,"SZARY MAT",null,"0.077 kg","71 mm","71 mm","26 mm",null,null,"2025-05-08",null,"","https://www.ospel.pl/sites/all/pliki/import/image/podtynk/aria/szary_mat/gp-1uz_m_70.jpg","27.33.13.0","8536 69 90"]
[201,"GP-1UZD/m/00/22","Gniazdo pojedyncze z uziemieniem DATA",18.399999999999999,1,"szt","PLN","23%","",10,null,null,null,null,"5907577482251",null,null,"ARIA",null,null,"",null,10,null,"https://www.ospel.pl/sites/all/pliki/import/image/podtynk/aria/bialy/gp-1uzd_m_00_22.jpg","https://www.ospel.pl/sites/all/pliki/import/image/rysunki/aria/gniazdo_pojedyncze.pdf",null,"16A 250V~, IP20, zaciski gwintowe","","",null,null,null,"BIAŁY",null,"0.076 kg","71 mm","71 mm","26 mm",null,null,"2025-05-08",null,"","https://www.ospel.pl/sites/all/pliki/import/image/podtynk/aria/bialy/gp-1uzd_m_00_22.jpg","27.33.13.0","8536 69 90"]
[202,"GP-1UZDP/m/00/22","Gniazdo pojedyncze z uziemieniem DATA z przesłonami torów prądowych",19.600000000000001,1,"szt","PLN","23%","",10,null,null,null,null,"5907577485726",null,null,"ARIA",null,null,"",null,10,null,"https://www.ospel.pl/sites/all/pliki/import/image/podtynk/aria/bialy/gp-1uzdp_m_00_22.jpg","https://www.ospel.pl/sites/all/pliki/import/image/rysunki/aria/gniazdo_pojedyncze.pdf",null,"16A 250V~, IP20, zaciski gwintowe","","",null,null,null,"BIAŁY",null,"0.078 kg","71 mm","71 mm","26 mm",null,null,"2025-05-08",null,"","https://www.ospel.pl/sites/all/pliki/import/image/podtynk/aria/bialy/gp-1uzdp_m_00_22.jpg","27.33.13.0","8536 69 90"]
[203,"GP-1UZK/m/00/22","Gniazdo pojedyncze z uziemieniem DATA z kluczem uprawniającym",21.4,1,"szt","PLN","23%","",10,null,null,null,null,"5907577482268",null,null,"ARIA",null,null,"",null,10,null,"https://www.ospel.pl/sites/all/pliki/import/image/podtynk/aria/bialy/gp-1uzk_m_00_22.jpg","https://www.ospel.pl/sites/all/pliki/import/image/rysunki/aria/gniazdo_pojedyncze.pdf",null,"16A 250V~, IP20, zaciski gwintowe","","",null,null,null,"BIAŁY",null,"","71 mm","71 mm","26 mm",null,null,"2025-05-08",null,"","https://www.ospel.pl/sites/all/pliki/import/image/podtynk/aria/bialy/gp-1uzk_m_00_22.jpg","27.33.13.0","8536 69 90"]
[204,"GP-1UZP/m/00","Gniazdo pojedyncze z uziemieniem z przesłonami torów prądowych",17.3,1,"szt","PLN","23%","",10,null,null,null,null,"5907577482244",null,null,"ARIA",null,null,"",null,10,null,"https://www.ospel.pl/sites/all/pliki/import/image/podtynk/aria/bialy/gp-1uzp_m_00.jpg","https://www.ospel.pl/sites/all/pliki/import/image/rysunki/aria/gniazdo_pojedyncze.pdf",null,"16A 250V~, IP20, zaciski gwintowe","","",null,null,null,"BIAŁY",null,"0.079 kg","71 mm","71 mm","26 mm",null,null,"2025-05-08",null,"","https://www.ospel.pl/sites/all/pliki/import/image/podtynk/aria/bialy/gp-1uzp_m_00.jpg","27.33.13.0","8536 69 90"]
[205,"GP-1UZP/m/18","Gniazdo pojedyncze z uziemieniem z przesłonami torów prądowych",28.6,1,"szt","PLN","23%","",4,null,null,null,null,"5907577483227",null,null,"ARIA",null,null,"",null,4,null,"https://www.ospel.pl/sites/all/pliki/import/image/podtynk/aria/srebro/gp-1uzp_m_18.jpg","https://www.ospel.pl/sites/all/pliki/import/image/rysunki/aria/gniazdo_pojedyncze.pdf",null,"16A 250V~, IP20, zaciski gwintowe","","",null,null,null,"SREBRO",null,"0.079 kg","71 mm","71 mm","26 mm",null,null,"2025-05-08",null,"","https://www.ospel.pl/sites/all/pliki/import/image/podtynk/aria/srebro/gp-1uzp_m_18.jpg","27.33.13.0","8536 69 90"]
[206,"GP-1UZP/m/27","Gniazdo pojedyncze z uziemieniem z przesłonami torów prądowych",17.3,1,"szt","PLN","23%","",10,null,null,null,null,"5907577491956",null,null,"ARIA",null,null,"",null,10,null,"https://www.ospel.pl/sites/all/pliki/import/image/podtynk/aria/ecru/gp-1uzp_m_27.jpg","https://www.ospel.pl/sites/all/pliki/import/image/rysunki/aria/gniazdo_pojedyncze.pdf",null,"16A 250V~, IP20, zaciski gwintowe","","",null,null,null,"ECRU",null,"0.079 kg","71 mm","71 mm","26 mm",null,null,"2025-05-08",null,"","https://www.ospel.pl/sites/all/pliki/import/image/podtynk/aria/ecru/gp-1uzp_m_27.jpg","27.33.13.0","8536 69 90"]
[207,"GP-1UZP/m/33","Gniazdo pojedyncze z uziemieniem z przesłonami torów prądowych",28.6,1,"szt","PLN","23%","",4,null,null,null,null,"5907577484118",null,null,"ARIA",null,null,"",null,4,null,"https://www.ospel.pl/sites/all/pliki/import/image/podtynk/aria/czarny/gp-1uzp_m_33.jpg","https://www.ospel.pl/sites/all/pliki/import/image/rysunki/aria/gniazdo_pojedyncze.pdf",null,"16A 250V~, IP20, zaciski gwintowe","","",null,null,null,"CZARNY METALIK",null,"0.079 kg","71 mm","71 mm","26 mm",null,null,"2025-05-08",null,"","https://www.ospel.pl/sites/all/pliki/import/image/podtynk/aria/czarny/gp-1uzp_m_33.jpg","27.33.13.0","8536 69 90"]
[208,"GP-1UZP/m/70","Gniazdo pojedyncze z uziemieniem z przesłonami torów prądowych",28.6,1,"szt","PLN","23%","",4,null,null,null,null,"5907577485009",null,null,"ARIA",null,null,"",null,4,null,"https://www.ospel.pl/sites/all/pliki/import/image/podtynk/aria/szary_mat/gp-1uzp_m_70.jpg","https://www.ospel.pl/sites/all/pliki/import/image/rysunki/aria/gniazdo_pojedyncze.pdf",null,"16A 250V~, IP20, zaciski gwintowe","","",null,null,null,"SZARY MAT",null,"0.079 kg","71 mm","71 mm","26 mm",null,null,"2025-05-08",null,"","https://www.ospel.pl/sites/all/pliki/import/image/podtynk/aria/szary_mat/gp-1uzp_m_70.jpg","27.33.13.0","8536 69 90"]
[209,"GP-1UZPUSB/m/00","Gniazdo pojedyncze z uziemieniem z przesłonami torów prądowych, z ładowarką USB",112.8,1,"szt","PLN","23%","",5,null,null,null,null,"5907577491611",null,null,"ARIA",null,null,"",null,5,null,"https://www.ospel.pl/sites/all/pliki/import/image/podtynk/aria/bialy/gp-1uzpusb_m_00.jpg","https://www.ospel.pl/sites/all/pliki/import/image/rysunki/aria/gniazdo_pojedyncze.pdf",null,"16A/230~,USB 5V/2,1A, IP-20, zac.bezgw.","","",null,null,null,"BIAŁY",null,"0.103 kg","73 mm","73 mm","35 mm",null,null,"2025-05-08",null,"","https://www.ospel.pl/sites/all/pliki/import/image/podtynk/aria/bialy/gp-1uzpusb_m_00.jpg","27.33.13.0","8536 69 90"]
[210,"GP-1UZPUSB/m/18","Gniazdo pojedyncze z uziemieniem z przesłonami torów prądowych, z ładowarką USB",118.6,1,"szt","PLN","23%","",5,null,null,null,null,"5907577491628",null,null,"ARIA",null,null,"",null,5,null,"https://www.ospel.pl/sites/all/pliki/import/image/podtynk/aria/srebro/gp-1uzpusb_m_18.jpg","https://www.ospel.pl/sites/all/pliki/import/image/rysunki/aria/gniazdo_pojedyncze.pdf",null,"16A/230~,USB 5V/2,1A, IP-20, zac.bezgw.","","",null,null,null,"SREBRO",null,"0.103 kg","73 mm","73 mm","35 mm",null,null,"2025-05-08",null,"","https://www.ospel.pl/sites/all/pliki/import/image/podtynk/aria/srebro/gp-1uzpusb_m_18.jpg","27.33.13.0","8536 69 90"]
[211,"GP-1UZPUSB/m/27","Gniazdo pojedyncze z uziemieniem z przesłonami torów prądowych, z ładowarką USB",112.8,1,"szt","PLN","23%","",5,null,null,null,null,"5907577492663",null,null,"ARIA",null,null,"",null,5,null,"https://www.ospel.pl/sites/all/pliki/import/image/podtynk/aria/ecru/gp-1uzpusb_m_27.jpg","https://www.ospel.pl/sites/all/pliki/import/image/rysunki/aria/gniazdo_pojedyncze.pdf",null,"16A/230~,USB 5V/2,1A, IP-20, zac.bezgw.","","",null,null,null,"ECRU",null,"0.103 kg","73 mm","73 mm","35 mm",null,null,"2025-05-08",null,"","https://www.ospel.pl/sites/all/pliki/import/image/podtynk/aria/ecru/gp-1uzpusb_m_27.jpg","27.33.13.0","8536 69 90"]
[212,"GP-1UZPUSB/m/33","Gniazdo pojedyncze z uziemieniem z przesłonami torów prądowych, z ładowarką USB",118.6,1,"szt","PLN","23%","",5,null,null,null,null,"5907577491635",null,null,"ARIA",null,null,"",null,5,null,"https://www.ospel.pl/sites/all/pliki/import/image/podtynk/aria/czarny/gp-1uzpusb_m_33.jpg","https://www.ospel.pl/sites/all/pliki/import/image/rysunki/aria/gniazdo_pojedyncze.pdf",null,"16A/230~,USB 5V/2,1A, IP-20, zac.bezgw.","","",null,null,null,"CZARNY METALIK",null,"0.103 kg","73 mm","73 mm","35 mm",null,null,"2025-05-08",null,"","https://www.ospel.pl/sites/all/pliki/import/image/podtynk/aria/czarny/gp-1uzpusb_m_33.jpg","27.33.13.0","8536 69 90"]
[213,"GP-1UZPUSB/m/70","Gniazdo pojedyncze z uziemieniem z przesłonami torów prądowych, z ładowarką USB",118.6,1,"szt","PLN","23%","",5,null,null,null,null,"5907577491642",null,null,"ARIA",null,null,"",null,5,null,"https://www.ospel.pl/sites/all/pliki/import/image/podtynk/aria/szary_mat/gp-1uzpusb_m_70.jpg","https://www.ospel.pl/sites/all/pliki/import/image/rysunki/aria/gniazdo_pojedyncze.pdf",null,"16A/230~,USB 5V/2,1A, IP-20, zac.bezgw.","","",null,null,null,"SZARY MAT",null,"0.103 kg","73 mm","73 mm","35 mm",null,null,"2025-05-08",null,"","https://www.ospel.pl/sites/all/pliki/import/image/podtynk/aria/szary_mat/gp-1uzpusb_m_70.jpg","27.33.13.0","8536 69 90"]
[214,"GP-1UZPUSBAC/m/00","Gniazdo pojedyncze z uziemieniem z przesłonami torów prądowych, z ładowarką USB A+C",149.80000000000001,1,"szt","PLN","23%","",5,null,null,null,null,"5906729025704",null,null,"ARIA",null,null,"",null,5,null,"https://www.ospel.pl/sites/all/pliki/import/image/podtynk/aria/bialy/gp-1uzpusbac_m_00.jpg","https://www.ospel.pl/sites/all/pliki/import/image/rysunki/aria/gniazdo_pojedyncze.pdf",null,"16A/230~, IP-20, zac.bezgw.","","",null,null,null,"BIAŁY",null,"","73 mm","73 mm","31 mm",null,null,"2025-05-08",null,"","https://www.ospel.pl/sites/all/pliki/import/image/podtynk/aria/bialy/gp-1uzpusbac_m_00.jpg","27.33.13.0","8536 69 90"]
[215,"GP-1UZPUSBAC/m/18","Gniazdo pojedyncze z uziemieniem z przesłonami torów prądowych, z ładowarką USB A+C",156.19999999999999,1,"szt","PLN","23%","",5,null,null,null,null,"5906729025711",null,null,"ARIA",null,null,"",null,5,null,"https://www.ospel.pl/sites/all/pliki/import/image/podtynk/aria/srebro/gp-1uzpusbac_m_18.jpg","https://www.ospel.pl/sites/all/pliki/import/image/rysunki/aria/gniazdo_pojedyncze.pdf",null,"16A/230~, IP-20, zac.bezgw.","","",null,null,null,"SREBRO",null,"","73 mm","73 mm","31 mm",null,null,"2025-05-08",null,"","https://www.ospel.pl/sites/all/pliki/import/image/podtynk/aria/srebro/gp-1uzpusbac_m_18.jpg","27.33.13.0","8536 69 90"]
[216,"GP-1UZPUSBAC/m/27","Gniazdo pojedyncze z uziemieniem z przesłonami torów prądowych, z ładowarką USB A+C",149.80000000000001,1,"szt","PLN","23%","",5,null,null,null,null,"5906729025728",null,null,"ARIA",null,null,"",null,5,null,"https://www.ospel.pl/sites/all/pliki/import/image/podtynk/aria/ecru/gp-1uzpusbac_m_27.jpg","https://www.ospel.pl/sites/all/pliki/import/image/rysunki/aria/gniazdo_pojedyncze.pdf",null,"16A/230~, IP-20, zac.bezgw.","","",null,null,null,"ECRU",null,"","73 mm","73 mm","31 mm",null,null,"2025-05-08",null,"","https://www.ospel.pl/sites/all/pliki/import/image/podtynk/aria/ecru/gp-1uzpusbac_m_27.jpg","27.33.13.0","8536 69 90"]
[217,"GP-1UZPUSBAC/m/33","Gniazdo pojedyncze z uziemieniem z przesłonami torów prądowych, z ładowarką USB A+C",156.19999999999999,1,"szt","PLN","23%","",5,null,null,null,null,"5906729025735",null,null,"ARIA",null,null,"",null,5,null,"https://www.ospel.pl/sites/all/pliki/import/image/podtynk/aria/czarny/gp-1uzpusbac_m_33.jpg","https://www.ospel.pl/sites/all/pliki/import/image/rysunki/aria/gniazdo_pojedyncze.pdf",null,"16A/230~, IP-20, zac.bezgw.","","",null,null,null,"CZARNY METALIK",null,"","73 mm","73 mm","31 mm",null,null,"2025-05-08",null,"","https://www.ospel.pl/sites/all/pliki/import/image/podtynk/aria/czarny/gp-1uzpusbac_m_33.jpg","27.33.13.0","8536 69 90"]
[218,"GP-1UZPUSBAC/m/70","Gniazdo pojedyncze z uziemieniem z przesłonami torów prądowych, z ładowarką USB A+C",156.19999999999999,1,"szt","PLN","23%","",5,null,null,null,null,"5906729025742",null,null,"ARIA",null,null,"",null,5,null,"https://www.ospel.pl/sites/all/pliki/import/image/podtynk/aria/szary_mat/gp-1uzpusbac_m_70.jpg","https://www.ospel.pl/sites/all/pliki/import/image/rysunki/aria/gniazdo_pojedyncze.pdf",null,"16A/230~, IP-20, zac.bezgw.","","",null,null,null,"SZARY MAT",null,"","73 mm","73 mm","31 mm",null,null,"2025-05-08",null,"","https://www.ospel.pl/sites/all/pliki/import/image/podtynk/aria/szary_mat/gp-1uzpusbac_m_70.jpg","27.33.13.0","8536 69 90"]
[219,"GP-2U/00","Gniazdo podwójne kompletne z ramką",19.2,1,"szt","PLN","23%","",10,null,null,null,null,"5907577482336",null,null,"ARIA",null,null,"",null,10,null,"https://www.ospel.pl/sites/all/pliki/import/image/podtynk/aria/bialy/gp-2u_00.jpg","https://www.ospel.pl/sites/all/pliki/import/image/rysunki/aria/gniazdo_podwojne.pdf",null,"16A 250V~, IP20, zaciski gwintowe","","",null,null,null,"BIAŁY",null,"0.080 kg","82 mm","82 mm","27 mm",null,null,"2025-05-08",null,"","https://www.ospel.pl/sites/all/pliki/import/image/podtynk/aria/bialy/gp-2u_00.jpg","27.33.13.0","8536 69 90"]
[220,"GP-2U/18","Gniazdo podwójne kompletne z ramką",31,1,"szt","PLN","23%","",4,null,null,null,null,"5907577483296",null,null,"ARIA",null,null,"",null,4,null,"https://www.ospel.pl/sites/all/pliki/import/image/podtynk/aria/srebro/gp-2u_18.jpg","https://www.ospel.pl/sites/all/pliki/import/image/rysunki/aria/gniazdo_podwojne.pdf",null,"16A 250V~, IP20, zaciski gwintowe","","",null,null,null,"SREBRO",null,"0.080 kg","82 mm","82 mm","27 mm",null,null,"2025-05-08",null,"","https://www.ospel.pl/sites/all/pliki/import/image/podtynk/aria/srebro/gp-2u_18.jpg","27.33.13.0","8536 69 90"]
[221,"GP-2U/27","Gniazdo podwójne kompletne z ramką",19.2,1,"szt","PLN","23%","",10,null,null,null,null,"5907577492045",null,null,"ARIA",null,null,"",null,10,null,"https://www.ospel.pl/sites/all/pliki/import/image/podtynk/aria/ecru/gp-2u_27.jpg","https://www.ospel.pl/sites/all/pliki/import/image/rysunki/aria/gniazdo_podwojne.pdf",null,"16A 250V~, IP20, zaciski gwintowe","","",null,null,null,"ECRU",null,"0.080 kg","82 mm","82 mm","27 mm",null,null,"2025-05-08",null,"","https://www.ospel.pl/sites/all/pliki/import/image/podtynk/aria/ecru/gp-2u_27.jpg","27.33.13.0","8536 69 90"]
[222,"GP-2U/33","Gniazdo podwójne kompletne z ramką",31,1,"szt","PLN","23%","",4,null,null,null,null,"5907577484187",null,null,"ARIA",null,null,"",null,4,null,"https://www.ospel.pl/sites/all/pliki/import/image/podtynk/aria/czarny/gp-2u_33.jpg","https://www.ospel.pl/sites/all/pliki/import/image/rysunki/aria/gniazdo_podwojne.pdf",null,"16A 250V~, IP20, zaciski gwintowe","","",null,null,null,"CZARNY METALIK",null,"0.080 kg","82 mm","82 mm","27 mm",null,null,"2025-05-08",null,"","https://www.ospel.pl/sites/all/pliki/import/image/podtynk/aria/czarny/gp-2u_33.jpg","27.33.13.0","8536 69 90"]
[223,"GP-2U/70","Gniazdo podwójne kompletne z ramką",31,1,"szt","PLN","23%","",4,null,null,null,null,"5907577485078",null,null,"ARIA",null,null,"",null,4,null,"https://www.ospel.pl/sites/all/pliki/import/image/podtynk/aria/szary_mat/gp-2u_70.jpg","https://www.ospel.pl/sites/all/pliki/import/image/rysunki/aria/gniazdo_podwojne.pdf",null,"16A 250V~, IP20, zaciski gwintowe","","",null,null,null,"SZARY MAT",null,"0.080 kg","82 mm","82 mm","27 mm",null,null,"2025-05-08",null,"","https://www.ospel.pl/sites/all/pliki/import/image/podtynk/aria/szary_mat/gp-2u_70.jpg","27.33.13.0","8536 69 90"]
[224,"GP-2UC/00","Gniazdo podwójne z uziemieniem z funkcją niezamienności faz, kompletne z ramką",21.5,1,"szt","PLN","23%","",5,null,null,null,null,"5907577482442",null,null,"ARIA",null,null,"",null,5,null,"https://www.ospel.pl/sites/all/pliki/import/image/podtynk/aria/bialy/gp-2uc_00.jpg","https://www.ospel.pl/sites/all/pliki/import/image/rysunki/aria/gniazdo_niezamiennosc_faz.pdf",null,"16A 250V~, IP20, zaciski gwintowe","","",null,null,null,"BIAŁY",null,"","88 mm","82 mm","23 mm",null,null,"2025-05-08",null,"","https://www.ospel.pl/sites/all/pliki/import/image/podtynk/aria/bialy/gp-2uc_00.jpg","27.33.13.0","8536 69 90"]
[225,"GP-2UC/18","Gniazdo podwójne z uziemieniem z funkcją niezamienności faz, kompletne z ramką",33,1,"szt","PLN","23%","",5,null,null,null,null,"5907577483401",null,null,"ARIA",null,null,"",null,5,null,"https://www.ospel.pl/sites/all/pliki/import/image/podtynk/aria/srebro/gp-2uc_18.jpg","https://www.ospel.pl/sites/all/pliki/import/image/rysunki/aria/gniazdo_niezamiennosc_faz.pdf",null,"16A 250V~, IP20, zaciski gwintowe","","",null,null,null,"SREBRO",null,"","88 mm","82 mm","23 mm",null,null,"2025-05-08",null,"","https://www.ospel.pl/sites/all/pliki/import/image/podtynk/aria/srebro/gp-2uc_18.jpg","27.33.13.0","8536 69 90"]
[226,"GP-2UC/27","Gniazdo podwójne z uziemieniem z funkcją niezamienności faz, kompletne z ramką",21.5,1,"szt","PLN","23%","",5,null,null,null,null,"5907577492151",null,null,"ARIA",null,null,"",null,5,null,"https://www.ospel.pl/sites/all/pliki/import/image/podtynk/aria/ecru/gp-2uc_27.jpg","https://www.ospel.pl/sites/all/pliki/import/image/rysunki/aria/gniazdo_niezamiennosc_faz.pdf",null,"16A 250V~, IP20, zaciski gwintowe","","",null,null,null,"ECRU",null,"","88 mm","82 mm","23 mm",null,null,"2025-05-08",null,"","https://www.ospel.pl/sites/all/pliki/import/image/podtynk/aria/ecru/gp-2uc_27.jpg","27.33.13.0","8536 69 90"]
[227,"GP-2UC/33","Gniazdo podwójne z uziemieniem z funkcją niezamienności faz, kompletne z ramką",33,1,"szt","PLN","23%","",5,null,null,null,null,"5907577484293",null,null,"ARIA",null,null,"",null,5,null,"https://www.ospel.pl/sites/all/pliki/import/image/podtynk/aria/czarny/gp-2uc_33.jpg","https://www.ospel.pl/sites/all/pliki/import/image/rysunki/aria/gniazdo_niezamiennosc_faz.pdf",null,"16A 250V~, IP20, zaciski gwintowe","","",null,null,null,"CZARNY METALIK",null,"","88 mm","82 mm","23 mm",null,null,"2025-05-08",null,"","https://www.ospel.pl/sites/all/pliki/import/image/podtynk/aria/czarny/gp-2uc_33.jpg","27.33.13.0","8536 69 90"]
[228,"GP-2UC/70","Gniazdo podwójne z uziemieniem z funkcją niezamienności faz, kompletne z ramką",33,1,"szt","PLN","23%","",5,null,null,null,null,"5907577485184",null,null,"ARIA",null,null,"",null,5,null,"https://www.ospel.pl/sites/all/pliki/import/image/podtynk/aria/szary_mat/gp-2uc_70.jpg","https://www.ospel.pl/sites/all/pliki/import/image/rysunki/aria/gniazdo_niezamiennosc_faz.pdf",null,"16A 250V~, IP20, zaciski gwintowe","","",null,null,null,"SZARY MAT",null,"","88 mm","82 mm","23 mm",null,null,"2025-05-08",null,"","https://www.ospel.pl/sites/all/pliki/import/image/podtynk/aria/szary_mat/gp-2uc_70.jpg","27.33.13.0","8536 69 90"]
[229,"GP-2UR/m/00","Gniazdo podwójne moduł bez ramki",16,1,"szt","PLN","23%","",10,null,null,null,null,"5907577482374",null,null,"ARIA",null,null,"",null,10,null,"https://www.ospel.pl/sites/all/pliki/import/image/podtynk/aria/bialy/gp-2ur_m_00.jpg","https://www.ospel.pl/sites/all/pliki/import/image/rysunki/aria/gniazdo_ramka.pdf",null,"16A 250V~, IP20, zaciski gwintowe","","",null,null,null,"BIAŁY",null,"0.075 kg","71 mm","71 mm","20 mm",null,null,"2025-05-08",null,"","https://www.ospel.pl/sites/all/pliki/import/image/podtynk/aria/bialy/gp-2ur_m_00.jpg","27.33.13.0","8536 69 90"]
[230,"GP-2UR/m/18","Gniazdo podwójne moduł bez ramki",24.8,1,"szt","PLN","23%","",4,null,null,null,null,"5907577483333",null,null,"ARIA",null,null,"",null,4,null,"https://www.ospel.pl/sites/all/pliki/import/image/podtynk/aria/srebro/gp-2ur_m_18.jpg","https://www.ospel.pl/sites/all/pliki/import/image/rysunki/aria/gniazdo_ramka.pdf",null,"16A 250V~, IP20, zaciski gwintowe","","",null,null,null,"SREBRO",null,"0.075 kg","71 mm","71 mm","20 mm",null,null,"2025-05-08",null,"","https://www.ospel.pl/sites/all/pliki/import/image/podtynk/aria/srebro/gp-2ur_m_18.jpg","27.33.13.0","8536 69 90"]
[231,"GP-2UR/m/27","Gniazdo podwójne moduł bez ramki",16,1,"szt","PLN","23%","",10,null,null,null,null,"5907577492083",null,null,"ARIA",null,null,"",null,10,null,"https://www.ospel.pl/sites/all/pliki/import/image/podtynk/aria/ecru/gp-2ur_m_27.jpg","https://www.ospel.pl/sites/all/pliki/import/image/rysunki/aria/gniazdo_ramka.pdf",null,"16A 250V~, IP20, zaciski gwintowe","","",null,null,null,"ECRU",null,"0.075 kg","71 mm","71 mm","20 mm",null,null,"2025-05-08",null,"","https://www.ospel.pl/sites/all/pliki/import/image/podtynk/aria/ecru/gp-2ur_m_27.jpg","27.33.13.0","8536 69 90"]
[232,"GP-2UR/m/33","Gniazdo podwójne moduł bez ramki",24.8,1,"szt","PLN","23%","",4,null,null,null,null,"5907577484224",null,null,"ARIA",null,null,"",null,4,null,"https://www.ospel.pl/sites/all/pliki/import/image/podtynk/aria/czarny/gp-2ur_m_33.jpg","https://www.ospel.pl/sites/all/pliki/import/image/rysunki/aria/gniazdo_ramka.pdf",null,"16A 250V~, IP20, zaciski gwintowe","","",null,null,null,"CZARNY METALIK",null,"0.075 kg","71 mm","71 mm","20 mm",null,null,"2025-05-08",null,"","https://www.ospel.pl/sites/all/pliki/import/image/podtynk/aria/czarny/gp-2ur_m_33.jpg","27.33.13.0","8536 69 90"]
[233,"GP-2UR/m/70","Gniazdo podwójne moduł bez ramki",24.8,1,"szt","PLN","23%","",4,null,null,null,null,"5907577485115",null,null,"ARIA",null,null,"",null,4,null,"https://www.ospel.pl/sites/all/pliki/import/image/podtynk/aria/szary_mat/gp-2ur_m_70.jpg","https://www.ospel.pl/sites/all/pliki/import/image/rysunki/aria/gniazdo_ramka.pdf",null,"16A 250V~, IP20, zaciski gwintowe","","",null,null,null,"SZARY MAT",null,"0.075 kg","71 mm","71 mm","20 mm",null,null,"2025-05-08",null,"","https://www.ospel.pl/sites/all/pliki/import/image/podtynk/aria/szary_mat/gp-2ur_m_70.jpg","27.33.13.0","8536 69 90"]
[234,"GP-2URAZ/m/00","Gniazdo podwójne z uziemieniem moduł bez ramki",18.3,1,"szt","PLN","23%","",10,null,null,null,null,"5906729004426",null,null,"ARIA",null,null,"",null,10,null,"https://www.ospel.pl/sites/all/pliki/import/image/podtynk/aria/bialy/gp-2urz_m_00.jpg","https://www.ospel.pl/sites/all/pliki/import/image/rysunki/aria/gniazdo_ramka.pdf",null,"16A/250~, IP-20, do ramek linii Prestige","","",null,null,null,"BIAŁY",null,"","71 mm","71 mm","20 mm",null,null,"2025-05-08",null,"","https://www.ospel.pl/sites/all/pliki/import/image/podtynk/aria/bialy/gp-2urz_m_00.jpg","27.33.13.0","8536 69 90"]
[235,"GP-2URAZ/m/18","Gniazdo podwójne z uziemieniem moduł bez ramki",28.6,1,"szt","PLN","23%","",4,null,null,null,null,"5906729004433",null,null,"ARIA",null,null,"",null,4,null,"https://www.ospel.pl/sites/all/pliki/import/image/podtynk/aria/srebro/gp-2urz_m_18.jpg","https://www.ospel.pl/sites/all/pliki/import/image/rysunki/aria/gniazdo_ramka.pdf",null,"16A/250~, IP-20, do ramek linii Prestige","","",null,null,null,"SREBRO",null,"","71 mm","71 mm","20 mm",null,null,"2025-05-08",null,"","https://www.ospel.pl/sites/all/pliki/import/image/podtynk/aria/srebro/gp-2urz_m_18.jpg","27.33.13.0","8536 69 90"]
[236,"GP-2URAZ/m/27","Gniazdo podwójne z uziemieniem moduł bez ramki",18.3,1,"szt","PLN","23%","",10,null,null,null,null,"5906729004440",null,null,"ARIA",null,null,"",null,10,null,"https://www.ospel.pl/sites/all/pliki/import/image/podtynk/aria/ecru/gp-2urz_m_27.jpg","https://www.ospel.pl/sites/all/pliki/import/image/rysunki/aria/gniazdo_ramka.pdf",null,"16A/250~, IP-20, do ramek linii Prestige","","",null,null,null,"ECRU",null,"","71 mm","71 mm","20 mm",null,null,"2025-05-08",null,"","https://www.ospel.pl/sites/all/pliki/import/image/podtynk/aria/ecru/gp-2urz_m_27.jpg","27.33.13.0","8536 69 90"]
[237,"GP-2URAZ/m/33","Gniazdo podwójne z uziemieniem moduł bez ramki",28.6,1,"szt","PLN","23%","",4,null,null,null,null,"5906729004457",null,null,"ARIA",null,null,"",null,4,null,"https://www.ospel.pl/sites/all/pliki/import/image/podtynk/aria/czarny/gp-2urz_m_33.jpg","https://www.ospel.pl/sites/all/pliki/import/image/rysunki/aria/gniazdo_ramka.pdf",null,"16A/250~, IP-20, do ramek linii Prestige","","",null,null,null,"CZARNY METALIK",null,"0.0995 kg","71 mm","71 mm","20 mm",null,null,"2025-05-08",null,"","https://www.ospel.pl/sites/all/pliki/import/image/podtynk/aria/czarny/gp-2urz_m_33.jpg","27.33.13.0","8536 69 90"]
[238,"GP-2URAZ/m/70","Gniazdo podwójne z uziemieniem moduł bez ramki",28.6,1,"szt","PLN","23%","",4,null,null,null,null,"5906729004464",null,null,"ARIA",null,null,"",null,4,null,"https://www.ospel.pl/sites/all/pliki/import/image/podtynk/aria/szary_mat/gp-2urz_m_70.jpg","https://www.ospel.pl/sites/all/pliki/import/image/rysunki/aria/gniazdo_ramka.pdf",null,"16A/250~, IP-20, do ramek linii Prestige","","",null,null,null,"SZARY MAT",null,"","71 mm","71 mm","20 mm",null,null,"2025-05-08",null,"","https://www.ospel.pl/sites/all/pliki/import/image/podtynk/aria/szary_mat/gp-2urz_m_70.jpg","27.33.13.0","8536 69 90"]
[239,"GP-2URAZP/m/00","Gniazdo podwójne z uziemieniem z przesłonami torów prądowych, moduł bez ramki",19.2,1,"szt","PLN","23%","",10,null,null,null,null,"5906729004471",null,null,"ARIA",null,null,"",null,10,null,"https://www.ospel.pl/sites/all/pliki/import/image/podtynk/aria/bialy/gp-2urzp_m_00.jpg","https://www.ospel.pl/sites/all/pliki/import/image/rysunki/aria/gniazdo_ramka.pdf",null,"16A/250~, IP-20, do ramek linii Prestige","","",null,null,null,"BIAŁY",null,"","71 mm","71 mm","20 mm",null,null,"2025-05-08",null,"","https://www.ospel.pl/sites/all/pliki/import/image/podtynk/aria/bialy/gp-2urzp_m_00.jpg","27.33.13.0","8536 69 90"]
[240,"GP-2URAZP/m/18","Gniazdo podwójne z uziemieniem z przesłonami torów prądowych, moduł bez ramki",29.8,1,"szt","PLN","23%","",4,null,null,null,null,"5906729004488",null,null,"ARIA",null,null,"",null,4,null,"https://www.ospel.pl/sites/all/pliki/import/image/podtynk/aria/srebro/gp-2urzp_m_18.jpg","https://www.ospel.pl/sites/all/pliki/import/image/rysunki/aria/gniazdo_ramka.pdf",null,"16A/250~, IP-20, do ramek linii Prestige","","",null,null,null,"SREBRO",null,"","71 mm","71 mm","20 mm",null,null,"2025-05-08",null,"","https://www.ospel.pl/sites/all/pliki/import/image/podtynk/aria/srebro/gp-2urzp_m_18.jpg","27.33.13.0","8536 69 90"]
[241,"GP-2URAZP/m/27","Gniazdo podwójne z uziemieniem z przesłonami torów prądowych, moduł bez ramki",19.2,1,"szt","PLN","23%","",10,null,null,null,null,"5906729004495",null,null,"ARIA",null,null,"",null,10,null,"https://www.ospel.pl/sites/all/pliki/import/image/podtynk/aria/ecru/gp-2urzp_m_27.jpg","https://www.ospel.pl/sites/all/pliki/import/image/rysunki/aria/gniazdo_ramka.pdf",null,"16A/250~, IP-20, do ramek linii Prestige","","",null,null,null,"ECRU",null,"","71 mm","71 mm","20 mm",null,null,"2025-05-08",null,"","https://www.ospel.pl/sites/all/pliki/import/image/podtynk/aria/ecru/gp-2urzp_m_27.jpg","27.33.13.0","8536 69 90"]
[242,"GP-2URAZP/m/33","Gniazdo podwójne z uziemieniem z przesłonami torów prądowych, moduł bez ramki",29.8,1,"szt","PLN","23%","",4,null,null,null,null,"5906729004501",null,null,"ARIA",null,null,"",null,4,null,"https://www.ospel.pl/sites/all/pliki/import/image/podtynk/aria/czarny/gp-2urzp_m_33.jpg","https://www.ospel.pl/sites/all/pliki/import/image/rysunki/aria/gniazdo_ramka.pdf",null,"16A/250~, IP-20, do ramek linii Prestige","","",null,null,null,"CZARNY METALIK",null,"","71 mm","71 mm","20 mm",null,null,"2025-05-08",null,"","https://www.ospel.pl/sites/all/pliki/import/image/podtynk/aria/czarny/gp-2urzp_m_33.jpg","27.33.13.0","8536 69 90"]
[243,"GP-2URAZP/m/70","Gniazdo podwójne z uziemieniem z przesłonami torów prądowych, moduł bez ramki",29.8,1,"szt","PLN","23%","",4,null,null,null,null,"5906729004518",null,null,"ARIA",null,null,"",null,4,null,"https://www.ospel.pl/sites/all/pliki/import/image/podtynk/aria/szary_mat/gp-2urzp_m_70.jpg","https://www.ospel.pl/sites/all/pliki/import/image/rysunki/aria/gniazdo_ramka.pdf",null,"16A/250~, IP-20, do ramek linii Prestige","","",null,null,null,"SZARY MAT",null,"","71 mm","71 mm","20 mm",null,null,"2025-05-08",null,"","https://www.ospel.pl/sites/all/pliki/import/image/podtynk/aria/szary_mat/gp-2urzp_m_70.jpg","27.33.13.0","8536 69 90"]
[244,"GP-2URZ/m/00","Gniazdo podwójne z uziemieniem moduł bez ramki",18.3,1,"szt","PLN","23%","",10,null,null,null,null,"5907577482398",null,null,"ARIA",null,null,"",null,10,null,"https://www.ospel.pl/sites/all/pliki/import/image/podtynk/aria/bialy/gp-2urz_m_00.jpg","https://www.ospel.pl/sites/all/pliki/import/image/rysunki/aria/gniazdo_ramka.pdf",null,"16A 250V~, IP20, zaciski gwintowe","","",null,null,null,"BIAŁY",null,"0.083 kg","71 mm","71 mm","20 mm",null,null,"2025-05-08",null,"","https://www.ospel.pl/sites/all/pliki/import/image/podtynk/aria/bialy/gp-2urz_m_00.jpg","27.33.13.0","8536 69 90"]
[245,"GP-2URZ/m/18","Gniazdo podwójne z uziemieniem moduł bez ramki",28.6,1,"szt","PLN","23%","",4,null,null,null,null,"5907577483357",null,null,"ARIA",null,null,"",null,4,null,"https://www.ospel.pl/sites/all/pliki/import/image/podtynk/aria/srebro/gp-2urz_m_18.jpg","https://www.ospel.pl/sites/all/pliki/import/image/rysunki/aria/gniazdo_ramka.pdf",null,"16A 250V~, IP20, zaciski gwintowe","","",null,null,null,"SREBRO",null,"0.083 kg","71 mm","71 mm","20 mm",null,null,"2025-05-08",null,"","https://www.ospel.pl/sites/all/pliki/import/image/podtynk/aria/srebro/gp-2urz_m_18.jpg","27.33.13.0","8536 69 90"]
[246,"GP-2URZ/m/27","Gniazdo podwójne z uziemieniem moduł bez ramki",18.3,1,"szt","PLN","23%","",10,null,null,null,null,"5907577492106",null,null,"ARIA",null,null,"",null,10,null,"https://www.ospel.pl/sites/all/pliki/import/image/podtynk/aria/ecru/gp-2urz_m_27.jpg","https://www.ospel.pl/sites/all/pliki/import/image/rysunki/aria/gniazdo_ramka.pdf",null,"16A 250V~, IP20, zaciski gwintowe","","",null,null,null,"ECRU",null,"0.083 kg","71 mm","71 mm","20 mm",null,null,"2025-05-08",null,"","https://www.ospel.pl/sites/all/pliki/import/image/podtynk/aria/ecru/gp-2urz_m_27.jpg","27.33.13.0","8536 69 90"]
[247,"GP-2URZ/m/33","Gniazdo podwójne z uziemieniem moduł bez ramki",28.6,1,"szt","PLN","23%","",4,null,null,null,null,"5907577484248",null,null,"ARIA",null,null,"",null,4,null,"https://www.ospel.pl/sites/all/pliki/import/image/podtynk/aria/czarny/gp-2urz_m_33.jpg","https://www.ospel.pl/sites/all/pliki/import/image/rysunki/aria/gniazdo_ramka.pdf",null,"16A 250V~, IP20, zaciski gwintowe","","",null,null,null,"CZARNY METALIK",null,"0.083 kg","71 mm","71 mm","20 mm",null,null,"2025-05-08",null,"","https://www.ospel.pl/sites/all/pliki/import/image/podtynk/aria/czarny/gp-2urz_m_33.jpg","27.33.13.0","8536 69 90"]
[248,"GP-2URZ/m/70","Gniazdo podwójne z uziemieniem moduł bez ramki",28.6,1,"szt","PLN","23%","",4,null,null,null,null,"5907577485139",null,null,"ARIA",null,null,"",null,4,null,"https://www.ospel.pl/sites/all/pliki/import/image/podtynk/aria/szary_mat/gp-2urz_m_70.jpg","https://www.ospel.pl/sites/all/pliki/import/image/rysunki/aria/gniazdo_ramka.pdf",null,"16A 250V~, IP20, zaciski gwintowe","","",null,null,null,"SZARY MAT",null,"0.083 kg","71 mm","71 mm","20 mm",null,null,"2025-05-08",null,"","https://www.ospel.pl/sites/all/pliki/import/image/podtynk/aria/szary_mat/gp-2urz_m_70.jpg","27.33.13.0","8536 69 90"]
[249,"GP-2URZP/m/00","Gniazdo podwójne z uziemieniem z przesłonami torów prądowych, moduł bez ramki",19.2,1,"szt","PLN","23%","",10,null,null,null,null,"5907577482404",null,null,"ARIA",null,null,"",null,10,null,"https://www.ospel.pl/sites/all/pliki/import/image/podtynk/aria/bialy/gp-2urzp_m_00.jpg","https://www.ospel.pl/sites/all/pliki/import/image/rysunki/aria/gniazdo_ramka.pdf",null,"16A 250V~, IP20, zaciski gwintowe","","",null,null,null,"BIAŁY",null,"0.085 kg","71 mm","71 mm","20 mm",null,null,"2025-05-08",null,"","https://www.ospel.pl/sites/all/pliki/import/image/podtynk/aria/bialy/gp-2urzp_m_00.jpg","27.33.13.0","8536 69 90"]
[250,"GP-2URZP/m/18","Gniazdo podwójne z uziemieniem z przesłonami torów prądowych, moduł bez ramki",29.8,1,"szt","PLN","23%","",4,null,null,null,null,"5907577483364",null,null,"ARIA",null,null,"",null,4,null,"https://www.ospel.pl/sites/all/pliki/import/image/podtynk/aria/srebro/gp-2urzp_m_18.jpg","https://www.ospel.pl/sites/all/pliki/import/image/rysunki/aria/gniazdo_ramka.pdf",null,"16A 250V~, IP20, zaciski gwintowe","","",null,null,null,"SREBRO",null,"0.085 kg","71 mm","71 mm","20 mm",null,null,"2025-05-08",null,"","https://www.ospel.pl/sites/all/pliki/import/image/podtynk/aria/srebro/gp-2urzp_m_18.jpg","27.33.13.0","8536 69 90"]
[251,"GP-2URZP/m/27","Gniazdo podwójne z uziemieniem z przesłonami torów prądowych, moduł bez ramki",19.2,1,"szt","PLN","23%","",10,null,null,null,null,"5907577492113",null,null,"ARIA",null,null,"",null,10,null,"https://www.ospel.pl/sites/all/pliki/import/image/podtynk/aria/ecru/gp-2urzp_m_27.jpg","https://www.ospel.pl/sites/all/pliki/import/image/rysunki/aria/gniazdo_ramka.pdf",null,"16A 250V~, IP20, zaciski gwintowe","","",null,null,null,"ECRU",null,"0.085 kg","71 mm","71 mm","20 mm",null,null,"2025-05-08",null,"","https://www.ospel.pl/sites/all/pliki/import/image/podtynk/aria/ecru/gp-2urzp_m_27.jpg","27.33.13.0","8536 69 90"]
[252,"GP-2URZP/m/33","Gniazdo podwójne z uziemieniem z przesłonami torów prądowych, moduł bez ramki",29.8,1,"szt","PLN","23%","",4,null,null,null,null,"5907577484255",null,null,"ARIA",null,null,"",null,4,null,"https://www.ospel.pl/sites/all/pliki/import/image/podtynk/aria/czarny/gp-2urzp_m_33.jpg","https://www.ospel.pl/sites/all/pliki/import/image/rysunki/aria/gniazdo_ramka.pdf",null,"16A 250V~, IP20, zaciski gwintowe","","",null,null,null,"CZARNY METALIK",null,"0.085 kg","71 mm","71 mm","20 mm",null,null,"2025-05-08",null,"","https://www.ospel.pl/sites/all/pliki/import/image/podtynk/aria/czarny/gp-2urzp_m_33.jpg","27.33.13.0","8536 69 90"]
[253,"GP-2URZP/m/70","Gniazdo podwójne z uziemieniem z przesłonami torów prądowych, moduł bez ramki",29.8,1,"szt","PLN","23%","",4,null,null,null,null,"5907577485146",null,null,"ARIA",null,null,"",null,4,null,"https://www.ospel.pl/sites/all/pliki/import/image/podtynk/aria/szary_mat/gp-2urzp_m_70.jpg","https://www.ospel.pl/sites/all/pliki/import/image/rysunki/aria/gniazdo_ramka.pdf",null,"16A 250V~, IP20, zaciski gwintowe","","",null,null,null,"SZARY MAT",null,"0.085 kg","71 mm","71 mm","20 mm",null,null,"2025-05-08",null,"","https://www.ospel.pl/sites/all/pliki/import/image/podtynk/aria/szary_mat/gp-2urzp_m_70.jpg","27.33.13.0","8536 69 90"]
[254,"GP-2US/00","Gniazdo podwójne z uziemieniem schuko kompletne z ramką",24.8,1,"szt","PLN","23%","",5,null,null,null,null,"5907577482411",null,null,"ARIA",null,null,"",null,5,null,"https://www.ospel.pl/sites/all/pliki/import/image/podtynk/aria/bialy/gp-2us_00.jpg","https://www.ospel.pl/sites/all/pliki/import/image/rysunki/aria/gniazdo_pod_schuko.pdf",null,"16A 250V~, IP20, zaciski gwintowe","","",null,null,null,"BIAŁY",null,"","88 mm","82 mm","22 mm",null,null,"2025-05-08",null,"","https://www.ospel.pl/sites/all/pliki/import/image/podtynk/aria/bialy/gp-2us_00.jpg","27.33.13.0","8536 69 90"]
[255,"GP-2US/18","Gniazdo podwójne z uziemieniem schuko kompletne z ramką",34.5,1,"szt","PLN","23%","",5,null,null,null,null,"5907577483371",null,null,"ARIA",null,null,"",null,5,null,"https://www.ospel.pl/sites/all/pliki/import/image/podtynk/aria/srebro/gp-2us_18.jpg","https://www.ospel.pl/sites/all/pliki/import/image/rysunki/aria/gniazdo_pod_schuko.pdf",null,"16A 250V~, IP20, zaciski gwintowe","","",null,null,null,"SREBRO",null,"","88 mm","82 mm","22 mm",null,null,"2025-05-08",null,"","https://www.ospel.pl/sites/all/pliki/import/image/podtynk/aria/srebro/gp-2us_18.jpg","27.33.13.0","8536 69 90"]
[256,"GP-2US/27","Gniazdo podwójne z uziemieniem schuko kompletne z ramką",24.8,1,"szt","PLN","23%","",5,null,null,null,null,"5907577492120",null,null,"ARIA",null,null,"",null,5,null,"https://www.ospel.pl/sites/all/pliki/import/image/podtynk/aria/ecru/gp-2us_27.jpg","https://www.ospel.pl/sites/all/pliki/import/image/rysunki/aria/gniazdo_pod_schuko.pdf",null,"16A 250V~, IP20, zaciski gwintowe","","",null,null,null,"ECRU",null,"","88 mm","82 mm","22 mm",null,null,"2025-05-08",null,"","https://www.ospel.pl/sites/all/pliki/import/image/podtynk/aria/ecru/gp-2us_27.jpg","27.33.13.0","8536 69 90"]
[257,"GP-2US/33","Gniazdo podwójne z uziemieniem schuko kompletne z ramką",34.5,1,"szt","PLN","23%","",5,null,null,null,null,"5907577484262",null,null,"ARIA",null,null,"",null,5,null,"https://www.ospel.pl/sites/all/pliki/import/image/podtynk/aria/czarny/gp-2us_33.jpg","https://www.ospel.pl/sites/all/pliki/import/image/rysunki/aria/gniazdo_pod_schuko.pdf",null,"16A 250V~, IP20, zaciski gwintowe","","",null,null,null,"CZARNY METALIK",null,"","88 mm","82 mm","22 mm",null,null,"2025-05-08",null,"","https://www.ospel.pl/sites/all/pliki/import/image/podtynk/aria/czarny/gp-2us_33.jpg","27.33.13.0","8536 69 90"]
[258,"GP-2US/70","Gniazdo podwójne z uziemieniem schuko kompletne z ramką",34.5,1,"szt","PLN","23%","",5,null,null,null,null,"5907577485153",null,null,"ARIA",null,null,"",null,5,null,"https://www.ospel.pl/sites/all/pliki/import/image/podtynk/aria/szary_mat/gp-2us_70.jpg","https://www.ospel.pl/sites/all/pliki/import/image/rysunki/aria/gniazdo_pod_schuko.pdf",null,"16A 250V~, IP20, zaciski gwintowe","","",null,null,null,"SZARY MAT",null,"","88 mm","82 mm","22 mm",null,null,"2025-05-08",null,"","https://www.ospel.pl/sites/all/pliki/import/image/podtynk/aria/szary_mat/gp-2us_70.jpg","27.33.13.0","8536 69 90"]
[259,"GP-2USP/00","Gniazdo podwójne z uziemieniem schuko z przesłonami torów prądowych, kompletne z ramką",26.8,1,"szt","PLN","23%","",5,null,null,null,null,"5907577482428",null,null,"ARIA",null,null,"",null,5,null,"https://www.ospel.pl/sites/all/pliki/import/image/podtynk/aria/bialy/gp-2usp_00.jpg","https://www.ospel.pl/sites/all/pliki/import/image/rysunki/aria/gniazdo_pod_schuko.pdf",null,"16A 250V~, IP20, zaciski gwintowe","","",null,null,null,"BIAŁY",null,"","88 mm","82 mm","22 mm",null,null,"2025-05-08",null,"","https://www.ospel.pl/sites/all/pliki/import/image/podtynk/aria/bialy/gp-2usp_00.jpg","27.33.13.0","8536 69 90"]
[260,"GP-2USP/18","Gniazdo podwójne z uziemieniem schuko z przesłonami torów prądowych, kompletne z ramką",36,1,"szt","PLN","23%","",5,null,null,null,null,"5907577483388",null,null,"ARIA",null,null,"",null,5,null,"https://www.ospel.pl/sites/all/pliki/import/image/podtynk/aria/srebro/gp-2usp_18.jpg","https://www.ospel.pl/sites/all/pliki/import/image/rysunki/aria/gniazdo_pod_schuko.pdf",null,"16A 250V~, IP20, zaciski gwintowe","","",null,null,null,"SREBRO",null,"","88 mm","82 mm","22 mm",null,null,"2025-05-08",null,"","https://www.ospel.pl/sites/all/pliki/import/image/podtynk/aria/srebro/gp-2usp_18.jpg","27.33.13.0","8536 69 90"]
[261,"GP-2USP/27","Gniazdo podwójne z uziemieniem schuko z przesłonami torów prądowych, kompletne z ramką",26.8,1,"szt","PLN","23%","",5,null,null,null,null,"5907577492137",null,null,"ARIA",null,null,"",null,5,null,"https://www.ospel.pl/sites/all/pliki/import/image/podtynk/aria/ecru/gp-2usp_27.jpg","https://www.ospel.pl/sites/all/pliki/import/image/rysunki/aria/gniazdo_pod_schuko.pdf",null,"16A 250V~, IP20, zaciski gwintowe","","",null,null,null,"ECRU",null,"","88 mm","82 mm","22 mm",null,null,"2025-05-08",null,"","https://www.ospel.pl/sites/all/pliki/import/image/podtynk/aria/ecru/gp-2usp_27.jpg","27.33.13.0","8536 69 90"]
[262,"GP-2USP/33","Gniazdo podwójne z uziemieniem schuko z przesłonami torów prądowych, kompletne z ramką",36,1,"szt","PLN","23%","",5,null,null,null,null,"5907577484279",null,null,"ARIA",null,null,"",null,5,null,"https://www.ospel.pl/sites/all/pliki/import/image/podtynk/aria/czarny/gp-2usp_33.jpg","https://www.ospel.pl/sites/all/pliki/import/image/rysunki/aria/gniazdo_pod_schuko.pdf",null,"16A 250V~, IP20, zaciski gwintowe","","",null,null,null,"CZARNY METALIK",null,"","88 mm","82 mm","22 mm",null,null,"2025-05-08",null,"","https://www.ospel.pl/sites/all/pliki/import/image/podtynk/aria/czarny/gp-2usp_33.jpg","27.33.13.0","8536 69 90"]
[263,"GP-2USP/70","Gniazdo podwójne z uziemieniem schuko z przesłonami torów prądowych, kompletne z ramką",36,1,"szt","PLN","23%","",5,null,null,null,null,"5907577485160",null,null,"ARIA",null,null,"",null,5,null,"https://www.ospel.pl/sites/all/pliki/import/image/podtynk/aria/szary_mat/gp-2usp_70.jpg","https://www.ospel.pl/sites/all/pliki/import/image/rysunki/aria/gniazdo_pod_schuko.pdf",null,"16A 250V~, IP20, zaciski gwintowe","","",null,null,null,"SZARY MAT",null,"","88 mm","82 mm","22 mm",null,null,"2025-05-08",null,"","https://www.ospel.pl/sites/all/pliki/import/image/podtynk/aria/szary_mat/gp-2usp_70.jpg","27.33.13.0","8536 69 90"]
[264,"GP-2UZ/00","Gniazdo podwójne z uziemieniem kompletne z ramką",21.1,1,"szt","PLN","23%","",10,null,null,null,null,"5907577482350",null,null,"ARIA",null,null,"",null,10,null,"https://www.ospel.pl/sites/all/pliki/import/image/podtynk/aria/bialy/gp-2uz_00.jpg","https://www.ospel.pl/sites/all/pliki/import/image/rysunki/aria/gniazdo_podwojne.pdf",null,"16A 250V~, IP20, zaciski gwintowe","","",null,null,null,"BIAŁY",null,"0.092 kg","82 mm","82 mm","27 mm",null,null,"2025-05-08",null,"","https://www.ospel.pl/sites/all/pliki/import/image/podtynk/aria/bialy/gp-2uz_00.jpg","27.33.13.0","8536 69 90"]
[265,"GP-2UZ/18","Gniazdo podwójne z uziemieniem kompletne z ramką",33,1,"szt","PLN","23%","",4,null,null,null,null,"5907577483319",null,null,"ARIA",null,null,"",null,4,null,"https://www.ospel.pl/sites/all/pliki/import/image/podtynk/aria/srebro/gp-2uz_18.jpg","https://www.ospel.pl/sites/all/pliki/import/image/rysunki/aria/gniazdo_podwojne.pdf",null,"16A 250V~, IP20, zaciski gwintowe","","",null,null,null,"SREBRO",null,"0.092 kg","82 mm","82 mm","27 mm",null,null,"2025-05-08",null,"","https://www.ospel.pl/sites/all/pliki/import/image/podtynk/aria/srebro/gp-2uz_18.jpg","27.33.13.0","8536 69 90"]
[266,"GP-2UZ/27","Gniazdo podwójne z uziemieniem kompletne z ramką",21.1,1,"szt","PLN","23%","",10,null,null,null,null,"5907577492069",null,null,"ARIA",null,null,"",null,10,null,"https://www.ospel.pl/sites/all/pliki/import/image/podtynk/aria/ecru/gp-2uz_27.jpg","https://www.ospel.pl/sites/all/pliki/import/image/rysunki/aria/gniazdo_podwojne.pdf",null,"16A 250V~, IP20, zaciski gwintowe","","",null,null,null,"ECRU",null,"0.092 kg","82 mm","82 mm","27 mm",null,null,"2025-05-08",null,"","https://www.ospel.pl/sites/all/pliki/import/image/podtynk/aria/ecru/gp-2uz_27.jpg","27.33.13.0","8536 69 90"]
[267,"GP-2UZ/33","Gniazdo podwójne z uziemieniem kompletne z ramką",33,1,"szt","PLN","23%","",4,null,null,null,null,"5907577484200",null,null,"ARIA",null,null,"",null,4,null,"https://www.ospel.pl/sites/all/pliki/import/image/podtynk/aria/czarny/gp-2uz_33.jpg","https://www.ospel.pl/sites/all/pliki/import/image/rysunki/aria/gniazdo_podwojne.pdf",null,"16A 250V~, IP20, zaciski gwintowe","","",null,null,null,"CZARNY METALIK",null,"0.092 kg","82 mm","82 mm","27 mm",null,null,"2025-05-08",null,"","https://www.ospel.pl/sites/all/pliki/import/image/podtynk/aria/czarny/gp-2uz_33.jpg","27.33.13.0","8536 69 90"]
[268,"GP-2UZ/70","Gniazdo podwójne z uziemieniem kompletne z ramką",33,1,"szt","PLN","23%","",4,null,null,null,null,"5907577485092",null,null,"ARIA",null,null,"",null,4,null,"https://www.ospel.pl/sites/all/pliki/import/image/podtynk/aria/szary_mat/gp-2uz_70.jpg","https://www.ospel.pl/sites/all/pliki/import/image/rysunki/aria/gniazdo_podwojne.pdf",null,"16A 250V~, IP20, zaciski gwintowe","","",null,null,null,"SZARY MAT",null,"0.092 kg","82 mm","82 mm","27 mm",null,null,"2025-05-08",null,"","https://www.ospel.pl/sites/all/pliki/import/image/podtynk/aria/szary_mat/gp-2uz_70.jpg","27.33.13.0","8536 69 90"]
[269,"GP-2UZP/00","Gniazdo podwójne z uziemieniem z przesłonami torów prądowych, kompletne z ramką",22.8,1,"szt","PLN","23%","",10,null,null,null,null,"5907577482367",null,null,"ARIA",null,null,"",null,10,null,"https://www.ospel.pl/sites/all/pliki/import/image/podtynk/aria/bialy/gp-2uzp_00.jpg","https://www.ospel.pl/sites/all/pliki/import/image/rysunki/aria/gniazdo_podwojne.pdf",null,"16A 250V~, IP20, zaciski gwintowe","","",null,null,null,"BIAŁY",null,"0.094 kg","82 mm","82 mm","27 mm",null,null,"2025-05-08",null,"","https://www.ospel.pl/sites/all/pliki/import/image/podtynk/aria/bialy/gp-2uzp_00.jpg","27.33.13.0","8536 69 90"]
[270,"GP-2UZP/18","Gniazdo podwójne z uziemieniem z przesłonami torów prądowych, kompletne z ramką",34.1,1,"szt","PLN","23%","",4,null,null,null,null,"5907577483326",null,null,"ARIA",null,null,"",null,4,null,"https://www.ospel.pl/sites/all/pliki/import/image/podtynk/aria/srebro/gp-2uzp_18.jpg","https://www.ospel.pl/sites/all/pliki/import/image/rysunki/aria/gniazdo_podwojne.pdf",null,"16A 250V~, IP20, zaciski gwintowe","","",null,null,null,"SREBRO",null,"0.094 kg","82 mm","82 mm","27 mm",null,null,"2025-05-08",null,"","https://www.ospel.pl/sites/all/pliki/import/image/podtynk/aria/srebro/gp-2uzp_18.jpg","27.33.13.0","8536 69 90"]
[271,"GP-2UZP/27","Gniazdo podwójne z uziemieniem z przesłonami torów prądowych, kompletne z ramką",22.8,1,"szt","PLN","23%","",10,null,null,null,null,"5907577492076",null,null,"ARIA",null,null,"",null,10,null,"https://www.ospel.pl/sites/all/pliki/import/image/podtynk/aria/ecru/gp-2uzp_27.jpg","https://www.ospel.pl/sites/all/pliki/import/image/rysunki/aria/gniazdo_podwojne.pdf",null,"16A 250V~, IP20, zaciski gwintowe","","",null,null,null,"ECRU",null,"0.094 kg","82 mm","82 mm","27 mm",null,null,"2025-05-08",null,"","https://www.ospel.pl/sites/all/pliki/import/image/podtynk/aria/ecru/gp-2uzp_27.jpg","27.33.13.0","8536 69 90"]
[272,"GP-2UZP/33","Gniazdo podwójne z uziemieniem z przesłonami torów prądowych, kompletne z ramką",34.1,1,"szt","PLN","23%","",4,null,null,null,null,"5907577484217",null,null,"ARIA",null,null,"",null,4,null,"https://www.ospel.pl/sites/all/pliki/import/image/podtynk/aria/czarny/gp-2uzp_33.jpg","https://www.ospel.pl/sites/all/pliki/import/image/rysunki/aria/gniazdo_podwojne.pdf",null,"16A 250V~, IP20, zaciski gwintowe","","",null,null,null,"CZARNY METALIK",null,"0.094 kg","82 mm","82 mm","27 mm",null,null,"2025-05-08",null,"","https://www.ospel.pl/sites/all/pliki/import/image/podtynk/aria/czarny/gp-2uzp_33.jpg","27.33.13.0","8536 69 90"]
[273,"GP-2UZP/70","Gniazdo podwójne z uziemieniem z przesłonami torów prądowych, kompletne z ramką",34.1,1,"szt","PLN","23%","",4,null,null,null,null,"5907577485108",null,null,"ARIA",null,null,"",null,4,null,"https://www.ospel.pl/sites/all/pliki/import/image/podtynk/aria/szary_mat/gp-2uzp_70.jpg","https://www.ospel.pl/sites/all/pliki/import/image/rysunki/aria/gniazdo_podwojne.pdf",null,"16A 250V~, IP20, zaciski gwintowe","","",null,null,null,"SZARY MAT",null,"0.094 kg","82 mm","82 mm","27 mm",null,null,"2025-05-08",null,"","https://www.ospel.pl/sites/all/pliki/import/image/podtynk/aria/szary_mat/gp-2uzp_70.jpg","27.33.13.0","8536 69 90"]
[274,"GP-3U/m/00","Gniazdo potrójne EURO",18.8,1,"szt","PLN","23%","",10,null,null,null,null,"5907577482435",null,null,"ARIA",null,null,"",null,10,null,"https://www.ospel.pl/sites/all/pliki/import/image/podtynk/aria/bialy/gp-3u_m_00.jpg","https://www.ospel.pl/sites/all/pliki/import/image/rysunki/aria/gniazdo_potrojne.pdf",null,"2,5A 250V~, IP20, zaciski gwintowe","","",null,null,null,"BIAŁY",null,"0.070 kg","71 mm","71 mm","26 mm",null,null,"2025-05-08",null,"","https://www.ospel.pl/sites/all/pliki/import/image/podtynk/aria/bialy/gp-3u_m_00.jpg","27.33.13.0","8536 69 90"]
[275,"GP-3U/m/18","Gniazdo potrójne EURO",26.4,1,"szt","PLN","23%","",4,null,null,null,null,"5907577483395",null,null,"ARIA",null,null,"",null,4,null,"https://www.ospel.pl/sites/all/pliki/import/image/podtynk/aria/srebro/gp-3u_m_18.jpg","https://www.ospel.pl/sites/all/pliki/import/image/rysunki/aria/gniazdo_potrojne.pdf",null,"2,5A 250V~, IP20, zaciski gwintowe","","",null,null,null,"SREBRO",null,"0.070 kg","71 mm","71 mm","26 mm",null,null,"2025-05-08",null,"","https://www.ospel.pl/sites/all/pliki/import/image/podtynk/aria/srebro/gp-3u_m_18.jpg","27.33.13.0","8536 69 90"]
[276,"GP-3U/m/27","Gniazdo potrójne EURO",18.8,1,"szt","PLN","23%","",10,null,null,null,null,"5907577492144",null,null,"ARIA",null,null,"",null,10,null,"https://www.ospel.pl/sites/all/pliki/import/image/podtynk/aria/ecru/gp-3u_m_27.jpg","https://www.ospel.pl/sites/all/pliki/import/image/rysunki/aria/gniazdo_potrojne.pdf",null,"2,5A 250V~, IP20, zaciski gwintowe","","",null,null,null,"ECRU",null,"0.070 kg","71 mm","71 mm","26 mm",null,null,"2025-05-08",null,"","https://www.ospel.pl/sites/all/pliki/import/image/podtynk/aria/ecru/gp-3u_m_27.jpg","27.33.13.0","8536 69 90"]
[277,"GP-3U/m/33","Gniazdo potrójne EURO",26.4,1,"szt","PLN","23%","",4,null,null,null,null,"5907577484286",null,null,"ARIA",null,null,"",null,4,null,"https://www.ospel.pl/sites/all/pliki/import/image/podtynk/aria/czarny/gp-3u_m_33.jpg","https://www.ospel.pl/sites/all/pliki/import/image/rysunki/aria/gniazdo_potrojne.pdf",null,"2,5A 250V~, IP20, zaciski gwintowe","","",null,null,null,"CZARNY METALIK",null,"0.070 kg","71 mm","71 mm","26 mm",null,null,"2025-05-08",null,"","https://www.ospel.pl/sites/all/pliki/import/image/podtynk/aria/czarny/gp-3u_m_33.jpg","27.33.13.0","8536 69 90"]
[278,"GP-3U/m/70","Gniazdo potrójne EURO",26.4,1,"szt","PLN","23%","",4,null,null,null,null,"5907577485177",null,null,"ARIA",null,null,"",null,4,null,"https://www.ospel.pl/sites/all/pliki/import/image/podtynk/aria/szary_mat/gp-3u_m_70.jpg","https://www.ospel.pl/sites/all/pliki/import/image/rysunki/aria/gniazdo_potrojne.pdf",null,"2,5A 250V~, IP20, zaciski gwintowe","","",null,null,null,"SZARY MAT",null,"0.070 kg","71 mm","71 mm","26 mm",null,null,"2025-05-08",null,"","https://www.ospel.pl/sites/all/pliki/import/image/podtynk/aria/szary_mat/gp-3u_m_70.jpg","27.33.13.0","8536 69 90"]
[279,"GP-3UP/m/00","Gniazdo potrójne EURO z przesłonami torów prądowych",20.9,1,"szt","PLN","23%","",10,null,null,null,null,"5907577485856",null,null,"ARIA",null,null,"",null,10,null,"https://www.ospel.pl/sites/all/pliki/import/image/podtynk/aria/bialy/gp-3up_m_00.jpg","https://www.ospel.pl/sites/all/pliki/import/image/rysunki/aria/gniazdo_potrojne.pdf",null,"2,5A 250V~, IP20, zaciski gwintowe","","",null,null,null,"BIAŁY",null,"0.072 kg","71 mm","71 mm","26 mm",null,null,"2025-05-08",null,"","https://www.ospel.pl/sites/all/pliki/import/image/podtynk/aria/bialy/gp-3up_m_00.jpg","27.33.13.0","8536 69 90"]
[280,"GP-3UP/m/18","Gniazdo potrójne EURO z przesłonami torów prądowych",28.1,1,"szt","PLN","23%","",4,null,null,null,null,"5907577485863",null,null,"ARIA",null,null,"",null,4,null,"https://www.ospel.pl/sites/all/pliki/import/image/podtynk/aria/srebro/gp-3up_m_18.jpg","https://www.ospel.pl/sites/all/pliki/import/image/rysunki/aria/gniazdo_potrojne.pdf",null,"2,5A 250V~, IP20, zaciski gwintowe","","",null,null,null,"SREBRO",null,"0.072 kg","71 mm","71 mm","26 mm",null,null,"2025-05-08",null,"","https://www.ospel.pl/sites/all/pliki/import/image/podtynk/aria/srebro/gp-3up_m_18.jpg","27.33.13.0","8536 69 90"]
[281,"GP-3UP/m/27","Gniazdo potrójne EURO z przesłonami torów prądowych",20.9,1,"szt","PLN","23%","",10,null,null,null,null,"5907577492687",null,null,"ARIA",null,null,"",null,10,null,"https://www.ospel.pl/sites/all/pliki/import/image/podtynk/aria/ecru/gp-3up_m_27.jpg","https://www.ospel.pl/sites/all/pliki/import/image/rysunki/aria/gniazdo_potrojne.pdf",null,"2,5A 250V~, IP20, zaciski gwintowe","","",null,null,null,"ECRU",null,"0.072 kg","71 mm","71 mm","26 mm",null,null,"2025-05-08",null,"","https://www.ospel.pl/sites/all/pliki/import/image/podtynk/aria/ecru/gp-3up_m_27.jpg","27.33.13.0","8536 69 90"]
[282,"GP-3UP/m/33","Gniazdo potrójne EURO z przesłonami torów prądowych",28.1,1,"szt","PLN","23%","",4,null,null,null,null,"5907577485870",null,null,"ARIA",null,null,"",null,4,null,"https://www.ospel.pl/sites/all/pliki/import/image/podtynk/aria/czarny/gp-3up_m_33.jpg","https://www.ospel.pl/sites/all/pliki/import/image/rysunki/aria/gniazdo_potrojne.pdf",null,"2,5A 250V~, IP20, zaciski gwintowe","","",null,null,null,"CZARNY METALIK",null,"0.072 kg","71 mm","71 mm","26 mm",null,null,"2025-05-08",null,"","https://www.ospel.pl/sites/all/pliki/import/image/podtynk/aria/czarny/gp-3up_m_33.jpg","27.33.13.0","8536 69 90"]
[283,"GP-3UP/m/70","Gniazdo potrójne EURO z przesłonami torów prądowych",28.1,1,"szt","PLN","23%","",4,null,null,null,null,"5907577485887",null,null,"ARIA",null,null,"",null,4,null,"https://www.ospel.pl/sites/all/pliki/import/image/podtynk/aria/szary_mat/gp-3up_m_70.jpg","https://www.ospel.pl/sites/all/pliki/import/image/rysunki/aria/gniazdo_potrojne.pdf",null,"2,5A 250V~, IP20, zaciski gwintowe","","",null,null,null,"SZARY MAT",null,"0.072 kg","71 mm","71 mm","26 mm",null,null,"2025-05-08",null,"","https://www.ospel.pl/sites/all/pliki/import/image/podtynk/aria/szary_mat/gp-3up_m_70.jpg","27.33.13.0","8536 69 90"]
[284,"GPA-10UP/m/00","Gniazdo RTV przelotowe 10-dB",58.5,1,"szt","PLN","23%","",10,null,null,null,null,"5907577482459",null,null,"ARIA",null,null,"",null,10,null,"https://www.ospel.pl/sites/all/pliki/import/image/podtynk/aria/bialy/gpa-10up_m_00.jpg","https://www.ospel.pl/sites/all/pliki/import/image/rysunki/aria/gniazda_rtv.pdf",null,"Współczynnik tłumienia 10dB","","",null,null,null,"BIAŁY",null,"0.105 kg","71 mm","71 mm","25 mm",null,null,"2025-05-08",null,"","https://www.ospel.pl/sites/all/pliki/import/image/podtynk/aria/bialy/gpa-10up_m_00.jpg","26.40.52.0","8517 18 00"]
[285,"GPA-10UP/m/18","Gniazdo RTV przelotowe 10-dB",68.599999999999994,1,"szt","PLN","23%","",4,null,null,null,null,"5907577483418",null,null,"ARIA",null,null,"",null,4,null,"https://www.ospel.pl/sites/all/pliki/import/image/podtynk/aria/srebro/gpa-10up_m_18.jpg","https://www.ospel.pl/sites/all/pliki/import/image/rysunki/aria/gniazda_rtv.pdf",null,"Współczynnik tłumienia 10dB","","",null,null,null,"SREBRO",null,"0.105 kg","71 mm","71 mm","25 mm",null,null,"2025-05-08",null,"","https://www.ospel.pl/sites/all/pliki/import/image/podtynk/aria/srebro/gpa-10up_m_18.jpg","26.40.52.0","8517 18 00"]
[286,"GPA-10UP/m/27","Gniazdo RTV przelotowe 10-dB",58.5,1,"szt","PLN","23%","",10,null,null,null,null,"5907577492168",null,null,"ARIA",null,null,"",null,10,null,"https://www.ospel.pl/sites/all/pliki/import/image/podtynk/aria/ecru/gpa-10up_m_27.jpg","https://www.ospel.pl/sites/all/pliki/import/image/rysunki/aria/gniazda_rtv.pdf",null,"Współczynnik tłumienia 10dB","","",null,null,null,"ECRU",null,"0.105 kg","71 mm","71 mm","25 mm",null,null,"2025-05-08",null,"","https://www.ospel.pl/sites/all/pliki/import/image/podtynk/aria/ecru/gpa-10up_m_27.jpg","26.40.52.0","8517 18 00"]
[287,"GPA-10UP/m/33","Gniazdo RTV przelotowe 10-dB",68.599999999999994,1,"szt","PLN","23%","",4,null,null,null,null,"5907577484309",null,null,"ARIA",null,null,"",null,4,null,"https://www.ospel.pl/sites/all/pliki/import/image/podtynk/aria/czarny/gpa-10up_m_33.jpg","https://www.ospel.pl/sites/all/pliki/import/image/rysunki/aria/gniazda_rtv.pdf",null,"Współczynnik tłumienia 10dB","","",null,null,null,"CZARNY METALIK",null,"0.105 kg","71 mm","71 mm","25 mm",null,null,"2025-05-08",null,"","https://www.ospel.pl/sites/all/pliki/import/image/podtynk/aria/czarny/gpa-10up_m_33.jpg","26.40.52.0","8517 18 00"]
[288,"GPA-10UP/m/70","Gniazdo RTV przelotowe 10-dB",68.599999999999994,1,"szt","PLN","23%","",4,null,null,null,null,"5907577485191",null,null,"ARIA",null,null,"",null,4,null,"https://www.ospel.pl/sites/all/pliki/import/image/podtynk/aria/szary_mat/gpa-10up_m_70.jpg","https://www.ospel.pl/sites/all/pliki/import/image/rysunki/aria/gniazda_rtv.pdf",null,"Współczynnik tłumienia 10dB","","",null,null,null,"SZARY MAT",null,"0.105 kg","71 mm","71 mm","25 mm",null,null,"2025-05-08",null,"","https://www.ospel.pl/sites/all/pliki/import/image/podtynk/aria/szary_mat/gpa-10up_m_70.jpg","26.40.52.0","8517 18 00"]
[289,"GPA-10UPZ/m/00","Gniazdo RTV zakończeniowe 10-dB",58.5,1,"szt","PLN","23%","",10,null,null,null,null,"5907577482466",null,null,"ARIA",null,null,"",null,10,null,"https://www.ospel.pl/sites/all/pliki/import/image/podtynk/aria/bialy/gpa-10up_m_00.jpg","https://www.ospel.pl/sites/all/pliki/import/image/rysunki/aria/gniazda_rtv.pdf",null,"Współczynnik tłumienia 10dB","","",null,null,null,"BIAŁY",null,"0.105 kg","71 mm","71 mm","25 mm",null,null,"2025-05-08",null,"","https://www.ospel.pl/sites/all/pliki/import/image/podtynk/aria/bialy/gpa-10up_m_00.jpg","26.40.52.0","8517 18 00"]
[290,"GPA-10UPZ/m/18","Gniazdo RTV zakończeniowe 10-dB",68.599999999999994,1,"szt","PLN","23%","",4,null,null,null,null,"5907577483425",null,null,"ARIA",null,null,"",null,4,null,"https://www.ospel.pl/sites/all/pliki/import/image/podtynk/aria/srebro/gpa-10up_m_18.jpg","https://www.ospel.pl/sites/all/pliki/import/image/rysunki/aria/gniazda_rtv.pdf",null,"Współczynnik tłumienia 10dB","","",null,null,null,"SREBRO",null,"0.105 kg","71 mm","71 mm","25 mm",null,null,"2025-05-08",null,"","https://www.ospel.pl/sites/all/pliki/import/image/podtynk/aria/srebro/gpa-10up_m_18.jpg","26.40.52.0","8517 18 00"]
[291,"GPA-10UPZ/m/27","Gniazdo RTV zakończeniowe 10-dB",58.5,1,"szt","PLN","23%","",10,null,null,null,null,"5907577492175",null,null,"ARIA",null,null,"",null,10,null,"https://www.ospel.pl/sites/all/pliki/import/image/podtynk/aria/ecru/gpa-10up_m_27.jpg","https://www.ospel.pl/sites/all/pliki/import/image/rysunki/aria/gniazda_rtv.pdf",null,"Współczynnik tłumienia 10dB","","",null,null,null,"ECRU",null,"0.105 kg","71 mm","71 mm","25 mm",null,null,"2025-05-08",null,"","https://www.ospel.pl/sites/all/pliki/import/image/podtynk/aria/ecru/gpa-10up_m_27.jpg","26.40.52.0","8517 18 00"]
[292,"GPA-10UPZ/m/33","Gniazdo RTV zakończeniowe 10-dB",68.599999999999994,1,"szt","PLN","23%","",4,null,null,null,null,"5907577484316",null,null,"ARIA",null,null,"",null,4,null,"https://www.ospel.pl/sites/all/pliki/import/image/podtynk/aria/czarny/gpa-10up_m_33.jpg","https://www.ospel.pl/sites/all/pliki/import/image/rysunki/aria/gniazda_rtv.pdf",null,"Współczynnik tłumienia 10dB","","",null,null,null,"CZARNY METALIK",null,"0.105 kg","71 mm","71 mm","25 mm",null,null,"2025-05-08",null,"","https://www.ospel.pl/sites/all/pliki/import/image/podtynk/aria/czarny/gpa-10up_m_33.jpg","26.40.52.0","8517 18 00"]
[293,"GPA-10UPZ/m/70","Gniazdo RTV zakończeniowe 10-dB",68.599999999999994,1,"szt","PLN","23%","",4,null,null,null,null,"5907577485207",null,null,"ARIA",null,null,"",null,4,null,"https://www.ospel.pl/sites/all/pliki/import/image/podtynk/aria/szary_mat/gpa-10up_m_70.jpg","https://www.ospel.pl/sites/all/pliki/import/image/rysunki/aria/gniazda_rtv.pdf",null,"Współczynnik tłumienia 10dB","","",null,null,null,"SZARY MAT",null,"0.105 kg","71 mm","71 mm","25 mm",null,null,"2025-05-08",null,"","https://www.ospel.pl/sites/all/pliki/import/image/podtynk/aria/szary_mat/gpa-10up_m_70.jpg","26.40.52.0","8517 18 00"]
[294,"GPA-14UP/m/00","Gniazdo RTV przelotowe 14-dB",58.5,1,"szt","PLN","23%","",10,null,null,null,null,"5907577482473",null,null,"ARIA",null,null,"",null,10,null,"https://www.ospel.pl/sites/all/pliki/import/image/podtynk/aria/bialy/gpa-10up_m_00.jpg","https://www.ospel.pl/sites/all/pliki/import/image/rysunki/aria/gniazda_rtv.pdf",null,"Współczynnik tłumienia 14dB","","",null,null,null,"BIAŁY",null,"0.105 kg","71 mm","71 mm","25 mm",null,null,"2025-05-08",null,"","https://www.ospel.pl/sites/all/pliki/import/image/podtynk/aria/bialy/gpa-10up_m_00.jpg","26.40.52.0","8517 18 00"]
[295,"GPA-14UP/m/18","Gniazdo RTV przelotowe 14-dB",68.599999999999994,1,"szt","PLN","23%","",4,null,null,null,null,"5907577483432",null,null,"ARIA",null,null,"",null,4,null,"https://www.ospel.pl/sites/all/pliki/import/image/podtynk/aria/srebro/gpa-10up_m_18.jpg","https://www.ospel.pl/sites/all/pliki/import/image/rysunki/aria/gniazda_rtv.pdf",null,"Współczynnik tłumienia 14dB","","",null,null,null,"SREBRO",null,"0.105 kg","71 mm","71 mm","25 mm",null,null,"2025-05-08",null,"","https://www.ospel.pl/sites/all/pliki/import/image/podtynk/aria/srebro/gpa-10up_m_18.jpg","26.40.52.0","8517 18 00"]
[296,"GPA-14UP/m/27","Gniazdo RTV przelotowe 14-dB",58.5,1,"szt","PLN","23%","",10,null,null,null,null,"5907577492182",null,null,"ARIA",null,null,"",null,10,null,"https://www.ospel.pl/sites/all/pliki/import/image/podtynk/aria/ecru/gpa-10up_m_27.jpg","https://www.ospel.pl/sites/all/pliki/import/image/rysunki/aria/gniazda_rtv.pdf",null,"Współczynnik tłumienia 14dB","","",null,null,null,"ECRU",null,"0.105 kg","71 mm","71 mm","25 mm",null,null,"2025-05-08",null,"","https://www.ospel.pl/sites/all/pliki/import/image/podtynk/aria/ecru/gpa-10up_m_27.jpg","26.40.52.0","8517 18 00"]
[297,"GPA-14UP/m/33","Gniazdo RTV przelotowe 14-dB",68.599999999999994,1,"szt","PLN","23%","",4,null,null,null,null,"5907577484323",null,null,"ARIA",null,null,"",null,4,null,"https://www.ospel.pl/sites/all/pliki/import/image/podtynk/aria/czarny/gpa-10up_m_33.jpg","https://www.ospel.pl/sites/all/pliki/import/image/rysunki/aria/gniazda_rtv.pdf",null,"Współczynnik tłumienia 14dB","","",null,null,null,"CZARNY METALIK",null,"0.105 kg","71 mm","71 mm","25 mm",null,null,"2025-05-08",null,"","https://www.ospel.pl/sites/all/pliki/import/image/podtynk/aria/czarny/gpa-10up_m_33.jpg","26.40.52.0","8517 18 00"]
[298,"GPA-14UP/m/70","Gniazdo RTV przelotowe 14-dB",68.599999999999994,1,"szt","PLN","23%","",4,null,null,null,null,"5907577485214",null,null,"ARIA",null,null,"",null,4,null,"https://www.ospel.pl/sites/all/pliki/import/image/podtynk/aria/szary_mat/gpa-10up_m_70.jpg","https://www.ospel.pl/sites/all/pliki/import/image/rysunki/aria/gniazda_rtv.pdf",null,"Współczynnik tłumienia 14dB","","",null,null,null,"SZARY MAT",null,"0.105 kg","71 mm","71 mm","25 mm",null,null,"2025-05-08",null,"","https://www.ospel.pl/sites/all/pliki/import/image/podtynk/aria/szary_mat/gpa-10up_m_70.jpg","26.40.52.0","8517 18 00"]
[299,"GPA-16UP/m/00","Gniazdo RTV przelotowe 16-dB",58.5,1,"szt","PLN","23%","",10,null,null,null,null,"5907577482480",null,null,"ARIA",null,null,"",null,10,null,"https://www.ospel.pl/sites/all/pliki/import/image/podtynk/aria/bialy/gpa-10up_m_00.jpg","https://www.ospel.pl/sites/all/pliki/import/image/rysunki/aria/gniazda_rtv.pdf",null,"Współczynnik tłumienia 16dB","","",null,null,null,"BIAŁY",null,"0.105 kg","71 mm","71 mm","25 mm",null,null,"2025-05-08",null,"","https://www.ospel.pl/sites/all/pliki/import/image/podtynk/aria/bialy/gpa-10up_m_00.jpg","26.40.52.0","8517 18 00"]
[300,"GPA-16UP/m/18","Gniazdo RTV przelotowe 16-dB",68.599999999999994,1,"szt","PLN","23%","",4,null,null,null,null,"5907577483449",null,null,"ARIA",null,null,"",null,4,null,"https://www.ospel.pl/sites/all/pliki/import/image/podtynk/aria/srebro/gpa-10up_m_18.jpg","https://www.ospel.pl/sites/all/pliki/import/image/rysunki/aria/gniazda_rtv.pdf",null,"Współczynnik tłumienia 16dB","","",null,null,null,"SREBRO",null,"0.105 kg","71 mm","71 mm","25 mm",null,null,"2025-05-08",null,"","https://www.ospel.pl/sites/all/pliki/import/image/podtynk/aria/srebro/gpa-10up_m_18.jpg","26.40.52.0","8517 18 00"]
[301,"GPA-16UP/m/27","Gniazdo RTV przelotowe 16-dB",58.5,1,"szt","PLN","23%","",10,null,null,null,null,"5907577492199",null,null,"ARIA",null,null,"",null,10,null,"https://www.ospel.pl/sites/all/pliki/import/image/podtynk/aria/ecru/gpa-10up_m_27.jpg","https://www.ospel.pl/sites/all/pliki/import/image/rysunki/aria/gniazda_rtv.pdf",null,"Współczynnik tłumienia 16dB","","",null,null,null,"ECRU",null,"0.105 kg","71 mm","71 mm","25 mm",null,null,"2025-05-08",null,"","https://www.ospel.pl/sites/all/pliki/import/image/podtynk/aria/ecru/gpa-10up_m_27.jpg","26.40.52.0","8517 18 00"]
[302,"GPA-16UP/m/33","Gniazdo RTV przelotowe 16-dB",68.599999999999994,1,"szt","PLN","23%","",4,null,null,null,null,"5907577484330",null,null,"ARIA",null,null,"",null,4,null,"https://www.ospel.pl/sites/all/pliki/import/image/podtynk/aria/czarny/gpa-10up_m_33.jpg","https://www.ospel.pl/sites/all/pliki/import/image/rysunki/aria/gniazda_rtv.pdf",null,"Współczynnik tłumienia 16dB","","",null,null,null,"CZARNY METALIK",null,"0.105 kg","71 mm","71 mm","25 mm",null,null,"2025-05-08",null,"","https://www.ospel.pl/sites/all/pliki/import/image/podtynk/aria/czarny/gpa-10up_m_33.jpg","26.40.52.0","8517 18 00"]
[303,"GPA-16UP/m/70","Gniazdo RTV przelotowe 16-dB",68.599999999999994,1,"szt","PLN","23%","",4,null,null,null,null,"5907577485221",null,null,"ARIA",null,null,"",null,4,null,"https://www.ospel.pl/sites/all/pliki/import/image/podtynk/aria/szary_mat/gpa-10up_m_70.jpg","https://www.ospel.pl/sites/all/pliki/import/image/rysunki/aria/gniazda_rtv.pdf",null,"Współczynnik tłumienia 16dB","","",null,null,null,"SZARY MAT",null,"0.105 kg","71 mm","71 mm","25 mm",null,null,"2025-05-08",null,"","https://www.ospel.pl/sites/all/pliki/import/image/podtynk/aria/szary_mat/gpa-10up_m_70.jpg","26.40.52.0","8517 18 00"]
[304,"GPA-1UF/m/00","Gniazdo antenowe typu F pojedyncze",24.8,1,"szt","PLN","23%","",10,null,null,null,null,"5907577482541",null,null,"ARIA",null,null,"",null,10,null,"https://www.ospel.pl/sites/all/pliki/import/image/podtynk/aria/bialy/gpa-1uf_m_00.jpg","https://www.ospel.pl/sites/all/pliki/import/image/rysunki/aria/gniazda_rtv.pdf",null,"","","",null,null,null,"BIAŁY",null,"0.060 kg","71 mm","71 mm","22 mm",null,null,"2025-05-08",null,"","https://www.ospel.pl/sites/all/pliki/import/image/podtynk/aria/bialy/gpa-1uf_m_00.jpg","26.40.52.0","8517 18 00"]
[305,"GPA-1UF/m/18","Gniazdo antenowe typu F pojedyncze",29.2,1,"szt","PLN","23%","",4,null,null,null,null,"5907577483500",null,null,"ARIA",null,null,"",null,4,null,"https://www.ospel.pl/sites/all/pliki/import/image/podtynk/aria/srebro/gpa-1uf_m_18.jpg","https://www.ospel.pl/sites/all/pliki/import/image/rysunki/aria/gniazda_rtv.pdf",null,"","","",null,null,null,"SREBRO",null,"0.060 kg","71 mm","71 mm","22 mm",null,null,"2025-05-08",null,"","https://www.ospel.pl/sites/all/pliki/import/image/podtynk/aria/srebro/gpa-1uf_m_18.jpg","26.40.52.0","8517 18 00"]
[306,"GPA-1UF/m/27","Gniazdo antenowe typu F pojedyncze",24.8,1,"szt","PLN","23%","",10,null,null,null,null,"5907577492250",null,null,"ARIA",null,null,"",null,10,null,"https://www.ospel.pl/sites/all/pliki/import/image/podtynk/aria/ecru/gpa-1uf_m_27.jpg","https://www.ospel.pl/sites/all/pliki/import/image/rysunki/aria/gniazda_rtv.pdf",null,"","","",null,null,null,"ECRU",null,"0.060 kg","71 mm","71 mm","22 mm",null,null,"2025-05-08",null,"","https://www.ospel.pl/sites/all/pliki/import/image/podtynk/aria/ecru/gpa-1uf_m_27.jpg","26.40.52.0","8517 18 00"]
[307,"GPA-1UF/m/33","Gniazdo antenowe typu F pojedyncze",29.2,1,"szt","PLN","23%","",4,null,null,null,null,"5907577484392",null,null,"ARIA",null,null,"",null,4,null,"https://www.ospel.pl/sites/all/pliki/import/image/podtynk/aria/czarny/gpa-1uf_m_33.jpg","https://www.ospel.pl/sites/all/pliki/import/image/rysunki/aria/gniazda_rtv.pdf",null,"","","",null,null,null,"CZARNY METALIK",null,"0.060 kg","71 mm","71 mm","22 mm",null,null,"2025-05-08",null,"","https://www.ospel.pl/sites/all/pliki/import/image/podtynk/aria/czarny/gpa-1uf_m_33.jpg","26.40.52.0","8517 18 00"]
[308,"GPA-1UF/m/70","Gniazdo antenowe typu F pojedyncze",29.2,1,"szt","PLN","23%","",4,null,null,null,null,"5907577485283",null,null,"ARIA",null,null,"",null,4,null,"https://www.ospel.pl/sites/all/pliki/import/image/podtynk/aria/szary_mat/gpa-1uf_m_70.jpg","https://www.ospel.pl/sites/all/pliki/import/image/rysunki/aria/gniazda_rtv.pdf",null,"","","",null,null,null,"SZARY MAT",null,"0.060 kg","71 mm","71 mm","22 mm",null,null,"2025-05-08",null,"","https://www.ospel.pl/sites/all/pliki/import/image/podtynk/aria/szary_mat/gpa-1uf_m_70.jpg","26.40.52.0","8517 18 00"]
[309,"GPA-2UF/m/00","Gniazdo antenowe typu F podwójne",31.7,1,"szt","PLN","23%","",10,null,null,null,null,"5907577482558",null,null,"ARIA",null,null,"",null,10,null,"https://www.ospel.pl/sites/all/pliki/import/image/podtynk/aria/bialy/gpa-2uf_m_00.jpg","https://www.ospel.pl/sites/all/pliki/import/image/rysunki/aria/gniazda_rtv.pdf",null,"","","",null,null,null,"BIAŁY",null,"0.070 kg","71 mm","71 mm","22 mm",null,null,"2025-05-08",null,"","https://www.ospel.pl/sites/all/pliki/import/image/podtynk/aria/bialy/gpa-2uf_m_00.jpg","26.40.52.0","8517 18 00"]
[310,"GPA-2UF/m/18","Gniazdo antenowe typu F podwójne",35.700000000000003,1,"szt","PLN","23%","",4,null,null,null,null,"5907577483517",null,null,"ARIA",null,null,"",null,4,null,"https://www.ospel.pl/sites/all/pliki/import/image/podtynk/aria/srebro/gpa-2uf_m_18.jpg","https://www.ospel.pl/sites/all/pliki/import/image/rysunki/aria/gniazda_rtv.pdf",null,"","","",null,null,null,"SREBRO",null,"0.070 kg","71 mm","71 mm","22 mm",null,null,"2025-05-08",null,"","https://www.ospel.pl/sites/all/pliki/import/image/podtynk/aria/srebro/gpa-2uf_m_18.jpg","26.40.52.0","8517 18 00"]
[311,"GPA-2UF/m/27","Gniazdo antenowe typu F podwójne",31.7,1,"szt","PLN","23%","",10,null,null,null,null,"5907577492267",null,null,"ARIA",null,null,"",null,10,null,"https://www.ospel.pl/sites/all/pliki/import/image/podtynk/aria/ecru/gpa-2uf_m_27.jpg","https://www.ospel.pl/sites/all/pliki/import/image/rysunki/aria/gniazda_rtv.pdf",null,"","","",null,null,null,"ECRU",null,"0.070 kg","71 mm","71 mm","22 mm",null,null,"2025-05-08",null,"","https://www.ospel.pl/sites/all/pliki/import/image/podtynk/aria/ecru/gpa-2uf_m_27.jpg","26.40.52.0","8517 18 00"]
[312,"GPA-2UF/m/33","Gniazdo antenowe typu F podwójne",35.700000000000003,1,"szt","PLN","23%","",4,null,null,null,null,"5907577484408",null,null,"ARIA",null,null,"",null,4,null,"https://www.ospel.pl/sites/all/pliki/import/image/podtynk/aria/czarny/gpa-2uf_m_33.jpg","https://www.ospel.pl/sites/all/pliki/import/image/rysunki/aria/gniazda_rtv.pdf",null,"","","",null,null,null,"CZARNY METALIK",null,"0.070 kg","71 mm","71 mm","22 mm",null,null,"2025-05-08",null,"","https://www.ospel.pl/sites/all/pliki/import/image/podtynk/aria/czarny/gpa-2uf_m_33.jpg","26.40.52.0","8517 18 00"]
[313,"GPA-2UF/m/70","Gniazdo antenowe typu F podwójne",35.700000000000003,1,"szt","PLN","23%","",4,null,null,null,null,"5907577485290",null,null,"ARIA",null,null,"",null,4,null,"https://www.ospel.pl/sites/all/pliki/import/image/podtynk/aria/szary_mat/gpa-2uf_m_70.jpg","https://www.ospel.pl/sites/all/pliki/import/image/rysunki/aria/gniazda_rtv.pdf",null,"","","",null,null,null,"SZARY MAT",null,"0.070 kg","71 mm","71 mm","22 mm",null,null,"2025-05-08",null,"","https://www.ospel.pl/sites/all/pliki/import/image/podtynk/aria/szary_mat/gpa-2uf_m_70.jpg","26.40.52.0","8517 18 00"]
[314,"GPA-U2S/m/00","Gniazdo RTV-SAT z dwoma wyjściami SAT",103.1,1,"szt","PLN","23%","",10,null,null,null,null,"5907577482534",null,null,"ARIA",null,null,"",null,10,null,"https://www.ospel.pl/sites/all/pliki/import/image/podtynk/aria/bialy/gpa-u2s_m_00.jpg","https://www.ospel.pl/sites/all/pliki/import/image/rysunki/aria/gniazda_rtv.pdf",null,"Współczynnik tłumienia 1,5dB","","",null,null,null,"BIAŁY",null,"0.115 kg","71 mm","71 mm","25 mm",null,null,"2025-05-08",null,"","https://www.ospel.pl/sites/all/pliki/import/image/podtynk/aria/bialy/gpa-u2s_m_00.jpg","26.40.52.0","8517 18 00"]
[315,"GPA-U2S/m/18","Gniazdo RTV-SAT z dwoma wyjściami SAT",108.1,1,"szt","PLN","23%","",4,null,null,null,null,"5907577483494",null,null,"ARIA",null,null,"",null,4,null,"https://www.ospel.pl/sites/all/pliki/import/image/podtynk/aria/srebro/gpa-u2s_m_18.jpg","https://www.ospel.pl/sites/all/pliki/import/image/rysunki/aria/gniazda_rtv.pdf",null,"Współczynnik tłumienia 1,5dB","","",null,null,null,"SREBRO",null,"0.115 kg","71 mm","71 mm","25 mm",null,null,"2025-05-08",null,"","https://www.ospel.pl/sites/all/pliki/import/image/podtynk/aria/srebro/gpa-u2s_m_18.jpg","26.40.52.0","8517 18 00"]
[316,"GPA-U2S/m/27","Gniazdo RTV-SAT z dwoma wyjściami SAT",103.1,1,"szt","PLN","23%","",10,null,null,null,null,"5907577492243",null,null,"ARIA",null,null,"",null,10,null,"https://www.ospel.pl/sites/all/pliki/import/image/podtynk/aria/ecru/gpa-u2s_m_27.jpg","https://www.ospel.pl/sites/all/pliki/import/image/rysunki/aria/gniazda_rtv.pdf",null,"Współczynnik tłumienia 1,5dB","","",null,null,null,"ECRU",null,"0.115 kg","71 mm","71 mm","25 mm",null,null,"2025-05-08",null,"","https://www.ospel.pl/sites/all/pliki/import/image/podtynk/aria/ecru/gpa-u2s_m_27.jpg","26.40.52.0","8517 18 00"]
[317,"GPA-U2S/m/33","Gniazdo RTV-SAT z dwoma wyjściami SAT",108.1,1,"szt","PLN","23%","",4,null,null,null,null,"5907577484385",null,null,"ARIA",null,null,"",null,4,null,"https://www.ospel.pl/sites/all/pliki/import/image/podtynk/aria/czarny/gpa-u2s_m_33.jpg","https://www.ospel.pl/sites/all/pliki/import/image/rysunki/aria/gniazda_rtv.pdf",null,"Współczynnik tłumienia 1,5dB","","",null,null,null,"CZARNY METALIK",null,"0.115 kg","71 mm","71 mm","25 mm",null,null,"2025-05-08",null,"","https://www.ospel.pl/sites/all/pliki/import/image/podtynk/aria/czarny/gpa-u2s_m_33.jpg","26.40.52.0","8517 18 00"]
[318,"GPA-U2S/m/70","Gniazdo RTV-SAT z dwoma wyjściami SAT",108.1,1,"szt","PLN","23%","",4,null,null,null,null,"5907577485276",null,null,"ARIA",null,null,"",null,4,null,"https://www.ospel.pl/sites/all/pliki/import/image/podtynk/aria/szary_mat/gpa-u2s_m_70.jpg","https://www.ospel.pl/sites/all/pliki/import/image/rysunki/aria/gniazda_rtv.pdf",null,"Współczynnik tłumienia 1,5dB","","",null,null,null,"SZARY MAT",null,"0.115 kg","71 mm","71 mm","25 mm",null,null,"2025-05-08",null,"","https://www.ospel.pl/sites/all/pliki/import/image/podtynk/aria/szary_mat/gpa-u2s_m_70.jpg","26.40.52.0","8517 18 00"]
[319,"GPA-UD/m/00","Gniazdo RTV-DATA",88.7,1,"szt","PLN","23%","",10,null,null,null,null,"5907577482527",null,null,"ARIA",null,null,"",null,10,null,"https://www.ospel.pl/sites/all/pliki/import/image/podtynk/aria/bialy/gpa-ud_m_00.jpg","https://www.ospel.pl/sites/all/pliki/import/image/rysunki/aria/gniazda_rtv.pdf",null,"Częstotliwość toru DATA 5÷862 MHz","","",null,null,null,"BIAŁY",null,"0.109 kg","71 mm","71 mm","25 mm",null,null,"2025-05-08",null,"","https://www.ospel.pl/sites/all/pliki/import/image/podtynk/aria/bialy/gpa-ud_m_00.jpg","26.40.52.0","8517 18 00"]
[320,"GPA-UD/m/18","Gniazdo RTV-DATA",92.9,1,"szt","PLN","23%","",4,null,null,null,null,"5907577483487",null,null,"ARIA",null,null,"",null,4,null,"https://www.ospel.pl/sites/all/pliki/import/image/podtynk/aria/srebro/gpa-ud_m_18.jpg","https://www.ospel.pl/sites/all/pliki/import/image/rysunki/aria/gniazda_rtv.pdf",null,"Częstotliwość toru DATA 5÷862 MHz","","",null,null,null,"SREBRO",null,"0.109 kg","71 mm","71 mm","25 mm",null,null,"2025-05-08",null,"","https://www.ospel.pl/sites/all/pliki/import/image/podtynk/aria/srebro/gpa-ud_m_18.jpg","26.40.52.0","8517 18 00"]
[321,"GPA-UD/m/27","Gniazdo RTV-DATA",88.7,1,"szt","PLN","23%","",10,null,null,null,null,"5907577492236",null,null,"ARIA",null,null,"",null,10,null,"https://www.ospel.pl/sites/all/pliki/import/image/podtynk/aria/ecru/gpa-ud_m_27.jpg","https://www.ospel.pl/sites/all/pliki/import/image/rysunki/aria/gniazda_rtv.pdf",null,"Częstotliwość toru DATA 5÷862 MHz","","",null,null,null,"ECRU",null,"0.109 kg","71 mm","71 mm","25 mm",null,null,"2025-05-08",null,"","https://www.ospel.pl/sites/all/pliki/import/image/podtynk/aria/ecru/gpa-ud_m_27.jpg","26.40.52.0","8517 18 00"]
[322,"GPA-UD/m/33","Gniazdo RTV-DATA",92.9,1,"szt","PLN","23%","",4,null,null,null,null,"5907577484378",null,null,"ARIA",null,null,"",null,4,null,"https://www.ospel.pl/sites/all/pliki/import/image/podtynk/aria/czarny/gpa-ud_m_33.jpg","https://www.ospel.pl/sites/all/pliki/import/image/rysunki/aria/gniazda_rtv.pdf",null,"Częstotliwość toru DATA 5÷862 MHz","","",null,null,null,"CZARNY METALIK",null,"0.109 kg","71 mm","71 mm","25 mm",null,null,"2025-05-08",null,"","https://www.ospel.pl/sites/all/pliki/import/image/podtynk/aria/czarny/gpa-ud_m_33.jpg","26.40.52.0","8517 18 00"]
[323,"GPA-UD/m/70","Gniazdo RTV-DATA",92.9,1,"szt","PLN","23%","",4,null,null,null,null,"5907577485269",null,null,"ARIA",null,null,"",null,4,null,"https://www.ospel.pl/sites/all/pliki/import/image/podtynk/aria/szary_mat/gpa-ud_m_70.jpg","https://www.ospel.pl/sites/all/pliki/import/image/rysunki/aria/gniazda_rtv.pdf",null,"Częstotliwość toru DATA 5÷862 MHz","","",null,null,null,"SZARY MAT",null,"0.109 kg","71 mm","71 mm","25 mm",null,null,"2025-05-08",null,"","https://www.ospel.pl/sites/all/pliki/import/image/podtynk/aria/szary_mat/gpa-ud_m_70.jpg","26.40.52.0","8517 18 00"]
[324,"GPA-UK/m/00","Gniazdo RTV końcowe",53.5,1,"szt","PLN","23%","",10,null,null,null,null,"5907577482497",null,null,"ARIA",null,null,"",null,10,null,"https://www.ospel.pl/sites/all/pliki/import/image/podtynk/aria/bialy/gpa-10up_m_00.jpg","https://www.ospel.pl/sites/all/pliki/import/image/rysunki/aria/gniazda_rtv.pdf",null,"Współczynnik tłumienia 2,5-3dB","","",null,null,null,"BIAŁY",null,"0.109 kg","71 mm","71 mm","25 mm",null,null,"2025-05-08",null,"","https://www.ospel.pl/sites/all/pliki/import/image/podtynk/aria/bialy/gpa-10up_m_00.jpg","26.40.52.0","8517 18 00"]
[325,"GPA-UK/m/18","Gniazdo RTV końcowe",57,1,"szt","PLN","23%","",4,null,null,null,null,"5907577483456",null,null,"ARIA",null,null,"",null,4,null,"https://www.ospel.pl/sites/all/pliki/import/image/podtynk/aria/srebro/gpa-10up_m_18.jpg","https://www.ospel.pl/sites/all/pliki/import/image/rysunki/aria/gniazda_rtv.pdf",null,"Współczynnik tłumienia 2,5-3dB","","",null,null,null,"SREBRO",null,"0.109 kg","71 mm","71 mm","25 mm",null,null,"2025-05-08",null,"","https://www.ospel.pl/sites/all/pliki/import/image/podtynk/aria/srebro/gpa-10up_m_18.jpg","26.40.52.0","8517 18 00"]
[326,"GPA-UK/m/27","Gniazdo RTV końcowe",53.5,1,"szt","PLN","23%","",10,null,null,null,null,"5907577492205",null,null,"ARIA",null,null,"",null,10,null,"https://www.ospel.pl/sites/all/pliki/import/image/podtynk/aria/ecru/gpa-10up_m_27.jpg","https://www.ospel.pl/sites/all/pliki/import/image/rysunki/aria/gniazda_rtv.pdf",null,"Współczynnik tłumienia 2,5-3dB","","",null,null,null,"ECRU",null,"0.109 kg","71 mm","71 mm","25 mm",null,null,"2025-05-08",null,"","https://www.ospel.pl/sites/all/pliki/import/image/podtynk/aria/ecru/gpa-10up_m_27.jpg","26.40.52.0","8517 18 00"]
[327,"GPA-UK/m/33","Gniazdo RTV końcowe",57,1,"szt","PLN","23%","",4,null,null,null,null,"5907577484347",null,null,"ARIA",null,null,"",null,4,null,"https://www.ospel.pl/sites/all/pliki/import/image/podtynk/aria/czarny/gpa-10up_m_33.jpg","https://www.ospel.pl/sites/all/pliki/import/image/rysunki/aria/gniazda_rtv.pdf",null,"Współczynnik tłumienia 2,5-3dB","","",null,null,null,"CZARNY METALIK",null,"0.109 kg","71 mm","71 mm","25 mm",null,null,"2025-05-08",null,"","https://www.ospel.pl/sites/all/pliki/import/image/podtynk/aria/czarny/gpa-10up_m_33.jpg","26.40.52.0","8517 18 00"]
[328,"GPA-UK/m/70","Gniazdo RTV końcowe",57,1,"szt","PLN","23%","",4,null,null,null,null,"5907577485238",null,null,"ARIA",null,null,"",null,4,null,"https://www.ospel.pl/sites/all/pliki/import/image/podtynk/aria/szary_mat/gpa-10up_m_70.jpg","https://www.ospel.pl/sites/all/pliki/import/image/rysunki/aria/gniazda_rtv.pdf",null,"Współczynnik tłumienia 2,5-3dB","","",null,null,null,"SZARY MAT",null,"0.109 kg","71 mm","71 mm","25 mm",null,null,"2025-05-08",null,"","https://www.ospel.pl/sites/all/pliki/import/image/podtynk/aria/szary_mat/gpa-10up_m_70.jpg","26.40.52.0","8517 18 00"]
[329,"GPA-US/m/00","Gniazdo RTV-SAT końcowe",79.900000000000006,1,"szt","PLN","23%","",10,null,null,null,null,"5907577482503",null,null,"ARIA",null,null,"",null,10,null,"https://www.ospel.pl/sites/all/pliki/import/image/podtynk/aria/bialy/gpa-us_m_00.jpg","https://www.ospel.pl/sites/all/pliki/import/image/rysunki/aria/gniazda_rtv.pdf",null,"Współczynnik tłumienia 1,5-2dB","","",null,null,null,"BIAŁY",null,"0.109 kg","71 mm","71 mm","25 mm",null,null,"2025-05-08",null,"","https://www.ospel.pl/sites/all/pliki/import/image/podtynk/aria/bialy/gpa-us_m_00.jpg","26.40.52.0","8517 18 00"]
[330,"GPA-US/m/18","Gniazdo RTV-SAT końcowe",81.7,1,"szt","PLN","23%","",4,null,null,null,null,"5907577483463",null,null,"ARIA",null,null,"",null,4,null,"https://www.ospel.pl/sites/all/pliki/import/image/podtynk/aria/srebro/gpa-us_m_18.jpg","https://www.ospel.pl/sites/all/pliki/import/image/rysunki/aria/gniazda_rtv.pdf",null,"Współczynnik tłumienia 1,5-2dB","","",null,null,null,"SREBRO",null,"0.109 kg","71 mm","71 mm","25 mm",null,null,"2025-05-08",null,"","https://www.ospel.pl/sites/all/pliki/import/image/podtynk/aria/srebro/gpa-us_m_18.jpg","26.40.52.0","8517 18 00"]
[331,"GPA-US/m/27","Gniazdo RTV-SAT końcowe",79.900000000000006,1,"szt","PLN","23%","",10,null,null,null,null,"5907577492212",null,null,"ARIA",null,null,"",null,10,null,"https://www.ospel.pl/sites/all/pliki/import/image/podtynk/aria/ecru/gpa-us_m_27.jpg","https://www.ospel.pl/sites/all/pliki/import/image/rysunki/aria/gniazda_rtv.pdf",null,"Współczynnik tłumienia 1,5-2dB","","",null,null,null,"ECRU",null,"0.109 kg","71 mm","71 mm","25 mm",null,null,"2025-05-08",null,"","https://www.ospel.pl/sites/all/pliki/import/image/podtynk/aria/ecru/gpa-us_m_27.jpg","26.40.52.0","8517 18 00"]
[332,"GPA-US/m/33","Gniazdo RTV-SAT końcowe",81.7,1,"szt","PLN","23%","",4,null,null,null,null,"5907577484354",null,null,"ARIA",null,null,"",null,4,null,"https://www.ospel.pl/sites/all/pliki/import/image/podtynk/aria/czarny/gpa-us_m_33.jpg","https://www.ospel.pl/sites/all/pliki/import/image/rysunki/aria/gniazda_rtv.pdf",null,"Współczynnik tłumienia 1,5-2dB","","",null,null,null,"CZARNY METALIK",null,"0.109 kg","71 mm","71 mm","25 mm",null,null,"2025-05-08",null,"","https://www.ospel.pl/sites/all/pliki/import/image/podtynk/aria/czarny/gpa-us_m_33.jpg","26.40.52.0","8517 18 00"]
[333,"GPA-US/m/70","Gniazdo RTV-SAT końcowe",81.7,1,"szt","PLN","23%","",4,null,null,null,null,"5907577485245",null,null,"ARIA",null,null,"",null,4,null,"https://www.ospel.pl/sites/all/pliki/import/image/podtynk/aria/szary_mat/gpa-us_m_70.jpg","https://www.ospel.pl/sites/all/pliki/import/image/rysunki/aria/gniazda_rtv.pdf",null,"Współczynnik tłumienia 1,5-2dB","","",null,null,null,"SZARY MAT",null,"0.109 kg","71 mm","71 mm","25 mm",null,null,"2025-05-08",null,"","https://www.ospel.pl/sites/all/pliki/import/image/podtynk/aria/szary_mat/gpa-us_m_70.jpg","26.40.52.0","8517 18 00"]
[334,"GPA-USP/m/00","Gniazdo RTV-SAT przelotowe",98.3,1,"szt","PLN","23%","",10,null,null,null,null,"5907577482510",null,null,"ARIA",null,null,"",null,10,null,"https://www.ospel.pl/sites/all/pliki/import/image/podtynk/aria/bialy/gpa-us_m_00.jpg","https://www.ospel.pl/sites/all/pliki/import/image/rysunki/aria/gniazda_rtv.pdf",null,"Współczynnik tłumienia 1,2dB","","",null,null,null,"BIAŁY",null,"0.109 kg","71 mm","71 mm","25 mm",null,null,"2025-05-08",null,"","https://www.ospel.pl/sites/all/pliki/import/image/podtynk/aria/bialy/gpa-us_m_00.jpg","26.40.52.0","8517 18 00"]
[335,"GPA-USP/m/18","Gniazdo RTV-SAT przelotowe",103.2,1,"szt","PLN","23%","",4,null,null,null,null,"5907577483470",null,null,"ARIA",null,null,"",null,4,null,"https://www.ospel.pl/sites/all/pliki/import/image/podtynk/aria/srebro/gpa-us_m_18.jpg","https://www.ospel.pl/sites/all/pliki/import/image/rysunki/aria/gniazda_rtv.pdf",null,"Współczynnik tłumienia 1,2dB","","",null,null,null,"SREBRO",null,"0.109 kg","71 mm","71 mm","25 mm",null,null,"2025-05-08",null,"","https://www.ospel.pl/sites/all/pliki/import/image/podtynk/aria/srebro/gpa-us_m_18.jpg","26.40.52.0","8517 18 00"]
[336,"GPA-USP/m/27","Gniazdo RTV-SAT przelotowe",98.3,1,"szt","PLN","23%","",10,null,null,null,null,"5907577492229",null,null,"ARIA",null,null,"",null,10,null,"https://www.ospel.pl/sites/all/pliki/import/image/podtynk/aria/ecru/gpa-us_m_27.jpg","https://www.ospel.pl/sites/all/pliki/import/image/rysunki/aria/gniazda_rtv.pdf",null,"Współczynnik tłumienia 1,2dB","","",null,null,null,"ECRU",null,"0.109 kg","71 mm","71 mm","25 mm",null,null,"2025-05-08",null,"","https://www.ospel.pl/sites/all/pliki/import/image/podtynk/aria/ecru/gpa-us_m_27.jpg","26.40.52.0","8517 18 00"]
[337,"GPA-USP/m/33","Gniazdo RTV-SAT przelotowe",103.2,1,"szt","PLN","23%","",4,null,null,null,null,"5907577484361",null,null,"ARIA",null,null,"",null,4,null,"https://www.ospel.pl/sites/all/pliki/import/image/podtynk/aria/czarny/gpa-us_m_33.jpg","https://www.ospel.pl/sites/all/pliki/import/image/rysunki/aria/gniazda_rtv.pdf",null,"Współczynnik tłumienia 1,2dB","","",null,null,null,"CZARNY METALIK",null,"0.109 kg","71 mm","71 mm","25 mm",null,null,"2025-05-08",null,"","https://www.ospel.pl/sites/all/pliki/import/image/podtynk/aria/czarny/gpa-us_m_33.jpg","26.40.52.0","8517 18 00"]
[338,"GPA-USP/m/70","Gniazdo RTV-SAT przelotowe",103.2,1,"szt","PLN","23%","",4,null,null,null,null,"5907577485252",null,null,"ARIA",null,null,"",null,4,null,"https://www.ospel.pl/sites/all/pliki/import/image/podtynk/aria/szary_mat/gpa-us_m_70.jpg","https://www.ospel.pl/sites/all/pliki/import/image/rysunki/aria/gniazda_rtv.pdf",null,"Współczynnik tłumienia 1,2dB","","",null,null,null,"SZARY MAT",null,"0.109 kg","71 mm","71 mm","25 mm",null,null,"2025-05-08",null,"","https://www.ospel.pl/sites/all/pliki/import/image/podtynk/aria/szary_mat/gpa-us_m_70.jpg","26.40.52.0","8517 18 00"]
[339,"GPE-1U/m/00","Gniazdo ekwipotencjalne pojedyncze",79.900000000000006,1,"szt","PLN","23%","",10,null,null,null,null,"5907577482695",null,null,"ARIA",null,null,"",null,10,null,"https://www.ospel.pl/sites/all/pliki/import/image/podtynk/aria/bialy/gpe-1u_m_00.jpg","",null,"","","",null,null,null,"BIAŁY",null,"","71 mm","71 mm","22 mm",null,null,"2025-05-08",null,"","https://www.ospel.pl/sites/all/pliki/import/image/podtynk/aria/bialy/gpe-1u_m_00.jpg","","8536 90 10"]
[340,"GPE-1U/m/18","Gniazdo ekwipotencjalne pojedyncze",86.7,1,"szt","PLN","23%","",4,null,null,null,null,"5907577483654",null,null,"ARIA",null,null,"",null,4,null,"https://www.ospel.pl/sites/all/pliki/import/image/podtynk/aria/srebro/gpe-1u_m_18.jpg","",null,"","","",null,null,null,"SREBRO",null,"","71 mm","71 mm","22 mm",null,null,"2025-05-08",null,"","https://www.ospel.pl/sites/all/pliki/import/image/podtynk/aria/srebro/gpe-1u_m_18.jpg","","8536 90 10"]
[341,"GPE-1U/m/27","Gniazdo ekwipotencjalne pojedyncze",79.900000000000006,1,"szt","PLN","23%","",10,null,null,null,null,"5907577492403",null,null,"ARIA",null,null,"",null,10,null,"https://www.ospel.pl/sites/all/pliki/import/image/podtynk/aria/ecru/gpe-1u_m_27.jpg","",null,"","","",null,null,null,"ECRU",null,"","71 mm","71 mm","22 mm",null,null,"2025-05-08",null,"","https://www.ospel.pl/sites/all/pliki/import/image/podtynk/aria/ecru/gpe-1u_m_27.jpg","","8536 90 10"]
[342,"GPE-1U/m/33","Gniazdo ekwipotencjalne pojedyncze",86.7,1,"szt","PLN","23%","",4,null,null,null,null,"5907577484545",null,null,"ARIA",null,null,"",null,4,null,"https://www.ospel.pl/sites/all/pliki/import/image/podtynk/aria/czarny/gpe-1u_m_33.jpg","",null,"","","",null,null,null,"CZARNY METALIK",null,"","71 mm","71 mm","22 mm",null,null,"2025-05-08",null,"","https://www.ospel.pl/sites/all/pliki/import/image/podtynk/aria/czarny/gpe-1u_m_33.jpg","","8536 90 10"]
[343,"GPE-1U/m/70","Gniazdo ekwipotencjalne pojedyncze",86.7,1,"szt","PLN","23%","",4,null,null,null,null,"5907577485436",null,null,"ARIA",null,null,"",null,4,null,"https://www.ospel.pl/sites/all/pliki/import/image/podtynk/aria/szary_mat/gpe-1u_m_70.jpg","",null,"","","",null,null,null,"SZARY MAT",null,"","71 mm","71 mm","22 mm",null,null,"2025-05-08",null,"","https://www.ospel.pl/sites/all/pliki/import/image/podtynk/aria/szary_mat/gpe-1u_m_70.jpg","","8536 90 10"]
[344,"GPE-2U/m/00","Gniazdo ekwipotencjalne podwójne",120.7,1,"szt","PLN","23%","",10,null,null,null,null,"5907577482701",null,null,"ARIA",null,null,"",null,10,null,"https://www.ospel.pl/sites/all/pliki/import/image/podtynk/aria/bialy/gpe-2u_m_00.jpg","",null,"","","",null,null,null,"BIAŁY",null,"","71 mm","71 mm","22 mm",null,null,"2025-05-08",null,"","https://www.ospel.pl/sites/all/pliki/import/image/podtynk/aria/bialy/gpe-2u_m_00.jpg","","8536 90 10"]
[345,"GPE-2U/m/18","Gniazdo ekwipotencjalne podwójne",127.4,1,"szt","PLN","23%","",4,null,null,null,null,"5907577483661",null,null,"ARIA",null,null,"",null,4,null,"https://www.ospel.pl/sites/all/pliki/import/image/podtynk/aria/srebro/gpe-2u_m_18.jpg","",null,"","","",null,null,null,"SREBRO",null,"","71 mm","71 mm","22 mm",null,null,"2025-05-08",null,"","https://www.ospel.pl/sites/all/pliki/import/image/podtynk/aria/srebro/gpe-2u_m_18.jpg","","8536 90 10"]
[346,"GPE-2U/m/27","Gniazdo ekwipotencjalne podwójne",120.7,1,"szt","PLN","23%","",10,null,null,null,null,"5907577492410",null,null,"ARIA",null,null,"",null,10,null,"https://www.ospel.pl/sites/all/pliki/import/image/podtynk/aria/ecru/gpe-2u_m_27.jpg","",null,"","","",null,null,null,"ECRU",null,"","71 mm","71 mm","22 mm",null,null,"2025-05-08",null,"","https://www.ospel.pl/sites/all/pliki/import/image/podtynk/aria/ecru/gpe-2u_m_27.jpg","","8536 90 10"]
[347,"GPE-2U/m/33","Gniazdo ekwipotencjalne podwójne",127.4,1,"szt","PLN","23%","",4,null,null,null,null,"5907577484552",null,null,"ARIA",null,null,"",null,4,null,"https://www.ospel.pl/sites/all/pliki/import/image/podtynk/aria/czarny/gpe-2u_m_33.jpg","",null,"","","",null,null,null,"CZARNY METALIK",null,"","71 mm","71 mm","22 mm",null,null,"2025-05-08",null,"","https://www.ospel.pl/sites/all/pliki/import/image/podtynk/aria/czarny/gpe-2u_m_33.jpg","","8536 90 10"]
[348,"GPE-2U/m/70","Gniazdo ekwipotencjalne podwójne",127.4,1,"szt","PLN","23%","",4,null,null,null,null,"5907577485443",null,null,"ARIA",null,null,"",null,4,null,"https://www.ospel.pl/sites/all/pliki/import/image/podtynk/aria/szary_mat/gpe-2u_m_70.jpg","",null,"","","",null,null,null,"SZARY MAT",null,"","71 mm","71 mm","22 mm",null,null,"2025-05-08",null,"","https://www.ospel.pl/sites/all/pliki/import/image/podtynk/aria/szary_mat/gpe-2u_m_70.jpg","","8536 90 10"]
[349,"GPH-1US/m/00/d","Gniazdo bryzgoszczelne z uziemieniem schuko IP-44 wieczko przezroczyste",26.7,1,"szt","PLN","23%","",10,null,null,null,null,"5907577482312",null,null,"ARIA",null,null,"",null,10,null,"https://www.ospel.pl/sites/all/pliki/import/image/podtynk/aria/bialy/gph-1us_m_00_d.jpg","https://www.ospel.pl/sites/all/pliki/import/image/rysunki/aria/gniazdo_pojedyncze_ip-44.pdf",null,"16A 250V~, IP44, zaciski gwintowe","","",null,null,null,"BIAŁY",null,"","71 mm","71 mm","28 mm",null,null,"2025-05-08",null,"","https://www.ospel.pl/sites/all/pliki/import/image/podtynk/aria/bialy/gph-1us_m_00_d.jpg","27.33.13.0","8536 69 90"]
[350,"GPH-1US/m/00/w","Gniazdo bryzgoszczelne z uziemieniem schuko IP-44 wieczko w kolorze wyrobu",26.7,1,"szt","PLN","23%","",10,null,null,null,null,"5907577497194",null,null,"ARIA",null,null,"",null,10,null,"https://www.ospel.pl/sites/all/pliki/import/image/podtynk/aria/bialy/gph-1uz_m_00_w.jpg","https://www.ospel.pl/sites/all/pliki/import/image/rysunki/aria/gniazdo_pojedyncze_ip-44.pdf",null,"16A 250V~, IP44, zaciski gwintowe","","",null,null,null,"BIAŁY",null,"","71 mm","71 mm","28 mm",null,null,"2025-05-08",null,"","https://www.ospel.pl/sites/all/pliki/import/image/podtynk/aria/bialy/gph-1uz_m_00_w.jpg","27.33.13.0","8536 69 90"]
[351,"GPH-1US/m/18/d","Gniazdo bryzgoszczelne z uziemieniem schuko IP-44 wieczko przezroczyste",34.200000000000003,1,"szt","PLN","23%","",4,null,null,null,null,"5907577483272",null,null,"ARIA",null,null,"",null,4,null,"https://www.ospel.pl/sites/all/pliki/import/image/podtynk/aria/srebro/gph-1us_m_18_d.jpg","https://www.ospel.pl/sites/all/pliki/import/image/rysunki/aria/gniazdo_pojedyncze_ip-44.pdf",null,"16A 250V~, IP44, zaciski gwintowe","","",null,null,null,"SREBRO",null,"","71 mm","71 mm","28 mm",null,null,"2025-05-08",null,"","https://www.ospel.pl/sites/all/pliki/import/image/podtynk/aria/srebro/gph-1us_m_18_d.jpg","27.33.13.0","8536 69 90"]
[352,"GPH-1US/m/27/d","Gniazdo bryzgoszczelne z uziemieniem schuko IP-44 wieczko przezroczyste",26.7,1,"szt","PLN","23%","",10,null,null,null,null,"5907577492021",null,null,"ARIA",null,null,"",null,10,null,"https://www.ospel.pl/sites/all/pliki/import/image/podtynk/aria/ecru/gph-1us_m_27_d.jpg","https://www.ospel.pl/sites/all/pliki/import/image/rysunki/aria/gniazdo_pojedyncze_ip-44.pdf",null,"16A 250V~, IP44, zaciski gwintowe","","",null,null,null,"ECRU",null,"","71 mm","71 mm","28 mm",null,null,"2025-05-08",null,"","https://www.ospel.pl/sites/all/pliki/import/image/podtynk/aria/ecru/gph-1us_m_27_d.jpg","27.33.13.0","8536 69 90"]
[353,"GPH-1US/m/33/d","Gniazdo bryzgoszczelne z uziemieniem schuko IP-44 wieczko przezroczyste",34.200000000000003,1,"szt","PLN","23%","",4,null,null,null,null,"5907577484163",null,null,"ARIA",null,null,"",null,4,null,"https://www.ospel.pl/sites/all/pliki/import/image/podtynk/aria/czarny/gph-1us_m_33_d.jpg","https://www.ospel.pl/sites/all/pliki/import/image/rysunki/aria/gniazdo_pojedyncze_ip-44.pdf",null,"16A 250V~, IP44, zaciski gwintowe","","",null,null,null,"CZARNY METALIK",null,"","71 mm","71 mm","28 mm",null,null,"2025-05-08",null,"","https://www.ospel.pl/sites/all/pliki/import/image/podtynk/aria/czarny/gph-1us_m_33_d.jpg","27.33.13.0","8536 69 90"]
[354,"GPH-1US/m/70/d","Gniazdo bryzgoszczelne z uziemieniem schuko IP-44 wieczko przezroczyste",34.200000000000003,1,"szt","PLN","23%","",4,null,null,null,null,"5907577485054",null,null,"ARIA",null,null,"",null,4,null,"https://www.ospel.pl/sites/all/pliki/import/image/podtynk/aria/szary_mat/gph-1us_m_70_d.jpg","https://www.ospel.pl/sites/all/pliki/import/image/rysunki/aria/gniazdo_pojedyncze_ip-44.pdf",null,"16A 250V~, IP44, zaciski gwintowe","","",null,null,null,"SZARY MAT",null,"","71 mm","71 mm","28 mm",null,null,"2025-05-08",null,"","https://www.ospel.pl/sites/all/pliki/import/image/podtynk/aria/szary_mat/gph-1us_m_70_d.jpg","27.33.13.0","8536 69 90"]
[355,"GPH-1USP/m/00/d","Gniazdo bryzgoszczelne z uziemieniem schuko IP-44 wieczko przezroczyste z przesłonami torów prądowych",27.3,1,"szt","PLN","23%","",10,null,null,null,null,"5907577482329",null,null,"ARIA",null,null,"",null,10,null,"https://www.ospel.pl/sites/all/pliki/import/image/podtynk/aria/bialy/gph-1usp_m_00_d.jpg","https://www.ospel.pl/sites/all/pliki/import/image/rysunki/aria/gniazdo_pojedyncze_ip-44.pdf",null,"16A 250V~, IP44, zaciski gwintowe","","",null,null,null,"BIAŁY",null,"","71 mm","71 mm","28 mm",null,null,"2025-05-08",null,"","https://www.ospel.pl/sites/all/pliki/import/image/podtynk/aria/bialy/gph-1usp_m_00_d.jpg","27.33.13.0","8536 69 90"]
[356,"GPH-1USP/m/18/d","Gniazdo bryzgoszczelne z uziemieniem schuko IP-44 z przesłonami torów prądowych wieczko przezroczyste",34.700000000000003,1,"szt","PLN","23%","",4,null,null,null,null,"5907577483289",null,null,"ARIA",null,null,"",null,4,null,"https://www.ospel.pl/sites/all/pliki/import/image/podtynk/aria/srebro/gph-1usp_m_18_d.jpg","https://www.ospel.pl/sites/all/pliki/import/image/rysunki/aria/gniazdo_pojedyncze_ip-44.pdf",null,"16A 250V~, IP44, zaciski gwintowe","","",null,null,null,"SREBRO",null,"","71 mm","71 mm","28 mm",null,null,"2025-05-08",null,"","https://www.ospel.pl/sites/all/pliki/import/image/podtynk/aria/srebro/gph-1usp_m_18_d.jpg","27.33.13.0","8536 69 90"]
[357,"GPH-1USP/m/27/d","Gniazdo bryzgoszczelne z uziemieniem schuko IP-44 wieczko przezroczyste z przesłonami torów prądowych",27.3,1,"szt","PLN","23%","",10,null,null,null,null,"5907577492038",null,null,"ARIA",null,null,"",null,10,null,"https://www.ospel.pl/sites/all/pliki/import/image/podtynk/aria/ecru/gph-1usp_m_27_d.jpg","https://www.ospel.pl/sites/all/pliki/import/image/rysunki/aria/gniazdo_pojedyncze_ip-44.pdf",null,"16A 250V~, IP44, zaciski gwintowe","","",null,null,null,"ECRU",null,"","71 mm","71 mm","28 mm",null,null,"2025-05-08",null,"","https://www.ospel.pl/sites/all/pliki/import/image/podtynk/aria/ecru/gph-1usp_m_27_d.jpg","27.33.13.0","8536 69 90"]
[358,"GPH-1USP/m/33/d","Gniazdo bryzgoszczelne z uziemieniem schuko IP-44 z przesłonami torów prądowych wieczko przezroczyste",34.700000000000003,1,"szt","PLN","23%","",4,null,null,null,null,"5907577484170",null,null,"ARIA",null,null,"",null,4,null,"https://www.ospel.pl/sites/all/pliki/import/image/podtynk/aria/czarny/gph-1usp_m_33_d.jpg","https://www.ospel.pl/sites/all/pliki/import/image/rysunki/aria/gniazdo_pojedyncze_ip-44.pdf",null,"16A 250V~, IP44, zaciski gwintowe","","",null,null,null,"CZARNY METALIK",null,"","71 mm","71 mm","28 mm",null,null,"2025-05-08",null,"","https://www.ospel.pl/sites/all/pliki/import/image/podtynk/aria/czarny/gph-1usp_m_33_d.jpg","27.33.13.0","8536 69 90"]
[359,"GPH-1USP/m/70/d","Gniazdo bryzgoszczelne z uziemieniem schuko IP-44 z przesłonami torów prądowych wieczko przezroczyste",34.700000000000003,1,"szt","PLN","23%","",4,null,null,null,null,"5907577485061",null,null,"ARIA",null,null,"",null,4,null,"https://www.ospel.pl/sites/all/pliki/import/image/podtynk/aria/szary_mat/gph-1usp_m_70_d.jpg","https://www.ospel.pl/sites/all/pliki/import/image/rysunki/aria/gniazdo_pojedyncze_ip-44.pdf",null,"16A 250V~, IP44, zaciski gwintowe","","",null,null,null,"SZARY MAT",null,"","71 mm","71 mm","28 mm",null,null,"2025-05-08",null,"","https://www.ospel.pl/sites/all/pliki/import/image/podtynk/aria/szary_mat/gph-1usp_m_70_d.jpg","27.33.13.0","8536 69 90"]
[360,"GPH-1UZ/m/00/d","Gniazdo bryzgoszczelne z uziemieniem IP-44 wieczko przezroczyste",24.8,1,"szt","PLN","23%","",10,null,null,null,null,"5907577482299",null,null,"ARIA",null,null,"",null,10,null,"https://www.ospel.pl/sites/all/pliki/import/image/podtynk/aria/bialy/gph-1uz_m_00_d.jpg","https://www.ospel.pl/sites/all/pliki/import/image/rysunki/aria/gniazdo_pojedyncze_ip-44.pdf",null,"16A 250V~, IP44, zaciski gwintowe","","",null,null,null,"BIAŁY",null,"0.087 kg","71 mm","71 mm","24 mm",null,null,"2025-05-08",null,"","https://www.ospel.pl/sites/all/pliki/import/image/podtynk/aria/bialy/gph-1uz_m_00_d.jpg","27.33.13.0","8536 69 90"]
[361,"GPH-1UZ/m/00/w","Gniazdo bryzgoszczelne z uziemieniem IP-44 wieczko w kolorze wyrobu",24.8,1,"szt","PLN","23%","",10,null,null,null,null,"5907577497088",null,null,"ARIA",null,null,"",null,10,null,"https://www.ospel.pl/sites/all/pliki/import/image/podtynk/aria/bialy/gph-1uz_m_00_w.jpg","https://www.ospel.pl/sites/all/pliki/import/image/rysunki/aria/gniazdo_pojedyncze_ip-44.pdf",null,"16A 250V~, IP44, zaciski gwintowe","","",null,null,null,"BIAŁY",null,"0.089 kg","71 mm","71 mm","24 mm",null,null,"2025-05-08",null,"","https://www.ospel.pl/sites/all/pliki/import/image/podtynk/aria/bialy/gph-1uz_m_00_w.jpg","27.33.13.0","8536 69 90"]
[362,"GPH-1UZ/m/18/d","Gniazdo bryzgoszczelne z uziemieniem IP-44 wieczko przezroczyste",32.4,1,"szt","PLN","23%","",4,null,null,null,null,"5907577483258",null,null,"ARIA",null,null,"",null,4,null,"https://www.ospel.pl/sites/all/pliki/import/image/podtynk/aria/srebro/gph-1uz_m_18_d.jpg","https://www.ospel.pl/sites/all/pliki/import/image/rysunki/aria/gniazdo_pojedyncze_ip-44.pdf",null,"16A 250V~, IP44, zaciski gwintowe","","",null,null,null,"SREBRO",null,"0.087 kg","71 mm","71 mm","24 mm",null,null,"2025-05-08",null,"","https://www.ospel.pl/sites/all/pliki/import/image/podtynk/aria/srebro/gph-1uz_m_18_d.jpg","27.33.13.0","8536 69 90"]
[363,"GPH-1UZ/m/27/d","Gniazdo bryzgoszczelne z uziemieniem IP-44 wieczko przezroczyste",24.8,1,"szt","PLN","23%","",10,null,null,null,null,"5907577492007",null,null,"ARIA",null,null,"",null,10,null,"https://www.ospel.pl/sites/all/pliki/import/image/podtynk/aria/ecru/gph-1uz_m_27_d.jpg","https://www.ospel.pl/sites/all/pliki/import/image/rysunki/aria/gniazdo_pojedyncze_ip-44.pdf",null,"16A 250V~, IP44, zaciski gwintowe","","",null,null,null,"ECRU",null,"0.087 kg","71 mm","71 mm","24 mm",null,null,"2025-05-08",null,"","https://www.ospel.pl/sites/all/pliki/import/image/podtynk/aria/ecru/gph-1uz_m_27_d.jpg","27.33.13.0","8536 69 90"]
[364,"GPH-1UZ/m/27/w","Gniazdo bryzgoszczelne z uziemieniem IP-44 wieczko w kolorze wyrobu",24.8,1,"szt","PLN","23%","",10,null,null,null,null,"5907577497101",null,null,"ARIA",null,null,"",null,10,null,"https://www.ospel.pl/sites/all/pliki/import/image/podtynk/aria/ecru/gph-1uz_m_27_w.jpg","https://www.ospel.pl/sites/all/pliki/import/image/rysunki/aria/gniazdo_pojedyncze_ip-44.pdf",null,"16A 250V~, IP44, zaciski gwintowe","","",null,null,null,"ECRU",null,"0.089 kg","71 mm","71 mm","24 mm",null,null,"2025-05-08",null,"","https://www.ospel.pl/sites/all/pliki/import/image/podtynk/aria/ecru/gph-1uz_m_27_w.jpg","27.33.13.0","8536 69 90"]
[365,"GPH-1UZ/m/33/d","Gniazdo bryzgoszczelne z uziemieniem IP-44 wieczko przezroczyste",32.4,1,"szt","PLN","23%","",4,null,null,null,null,"5907577484149",null,null,"ARIA",null,null,"",null,4,null,"https://www.ospel.pl/sites/all/pliki/import/image/podtynk/aria/czarny/gph-1uz_m_33_d.jpg","https://www.ospel.pl/sites/all/pliki/import/image/rysunki/aria/gniazdo_pojedyncze_ip-44.pdf",null,"16A 250V~, IP44, zaciski gwintowe","","",null,null,null,"CZARNY METALIK",null,"0.087 kg","71 mm","71 mm","24 mm",null,null,"2025-05-08",null,"","https://www.ospel.pl/sites/all/pliki/import/image/podtynk/aria/czarny/gph-1uz_m_33_d.jpg","27.33.13.0","8536 69 90"]
[366,"GPH-1UZ/m/70/d","Gniazdo bryzgoszczelne z uziemieniem IP-44 wieczko przezroczyste",32.4,1,"szt","PLN","23%","",4,null,null,null,null,"5907577485030",null,null,"ARIA",null,null,"",null,4,null,"https://www.ospel.pl/sites/all/pliki/import/image/podtynk/aria/szary_mat/gph-1uz_m_70_d.jpg","https://www.ospel.pl/sites/all/pliki/import/image/rysunki/aria/gniazdo_pojedyncze_ip-44.pdf",null,"16A 250V~, IP44, zaciski gwintowe","","",null,null,null,"SZARY MAT",null,"0.087 kg","71 mm","71 mm","24 mm",null,null,"2025-05-08",null,"","https://www.ospel.pl/sites/all/pliki/import/image/podtynk/aria/szary_mat/gph-1uz_m_70_d.jpg","27.33.13.0","8536 69 90"]
[367,"GPH-1UZP/m/00/d","Gniazdo bryzgoszczelne z uziemieniem IP-44 z przesłonami torów prądowych wieczko przezroczyste",25.6,1,"szt","PLN","23%","",10,null,null,null,null,"5907577482305",null,null,"ARIA",null,null,"",null,10,null,"https://www.ospel.pl/sites/all/pliki/import/image/podtynk/aria/bialy/gph-1uzp_m_00_d.jpg","https://www.ospel.pl/sites/all/pliki/import/image/rysunki/aria/gniazdo_pojedyncze_ip-44.pdf",null,"16A 250V~, IP44, zaciski gwintowe","","",null,null,null,"BIAŁY",null,"0.089 kg","71 mm","71 mm","24 mm",null,null,"2025-05-08",null,"","https://www.ospel.pl/sites/all/pliki/import/image/podtynk/aria/bialy/gph-1uzp_m_00_d.jpg","27.33.13.0","8536 69 90"]
[368,"GPH-1UZP/m/18/d","Gniazdo bryzgoszczelne z uziemieniem IP-44 z przesłonami torów prądowych wieczko przezroczyste",33.6,1,"szt","PLN","23%","",4,null,null,null,null,"5907577483265",null,null,"ARIA",null,null,"",null,4,null,"https://www.ospel.pl/sites/all/pliki/import/image/podtynk/aria/srebro/gph-1uzp_m_18_d.jpg","https://www.ospel.pl/sites/all/pliki/import/image/rysunki/aria/gniazdo_pojedyncze_ip-44.pdf",null,"16A 250V~, IP44, zaciski gwintowe","","",null,null,null,"SREBRO",null,"0.089 kg","71 mm","71 mm","24 mm",null,null,"2025-05-08",null,"","https://www.ospel.pl/sites/all/pliki/import/image/podtynk/aria/srebro/gph-1uzp_m_18_d.jpg","27.33.13.0","8536 69 90"]
[369,"GPH-1UZP/m/27/d","Gniazdo bryzgoszczelne z uziemieniem IP-44 z przesłonami torów prądowych wieczko przezroczyste",25.6,1,"szt","PLN","23%","",10,null,null,null,null,"5907577492014",null,null,"ARIA",null,null,"",null,10,null,"https://www.ospel.pl/sites/all/pliki/import/image/podtynk/aria/ecru/gph-1uzp_m_27_d.jpg","https://www.ospel.pl/sites/all/pliki/import/image/rysunki/aria/gniazdo_pojedyncze_ip-44.pdf",null,"16A 250V~, IP44, zaciski gwintowe","","",null,null,null,"ECRU",null,"0.089 kg","71 mm","71 mm","24 mm",null,null,"2025-05-08",null,"","https://www.ospel.pl/sites/all/pliki/import/image/podtynk/aria/ecru/gph-1uzp_m_27_d.jpg","27.33.13.0","8536 69 90"]
[370,"GPH-1UZP/m/33/d","Gniazdo bryzgoszczelne z uziemieniem IP-44 z przesłonami torów prądowych wieczko przezroczyste",33.6,1,"szt","PLN","23%","",4,null,null,null,null,"5907577484156",null,null,"ARIA",null,null,"",null,4,null,"https://www.ospel.pl/sites/all/pliki/import/image/podtynk/aria/czarny/gph-1uzp_m_33_d.jpg","https://www.ospel.pl/sites/all/pliki/import/image/rysunki/aria/gniazdo_pojedyncze_ip-44.pdf",null,"16A 250V~, IP44, zaciski gwintowe","","",null,null,null,"CZARNY METALIK",null,"0.089 kg","71 mm","71 mm","24 mm",null,null,"2025-05-08",null,"","https://www.ospel.pl/sites/all/pliki/import/image/podtynk/aria/czarny/gph-1uzp_m_33_d.jpg","27.33.13.0","8536 69 90"]
[371,"GPH-1UZP/m/70/d","Gniazdo bryzgoszczelne z uziemieniem IP-44 z przesłonami torów prądowych wieczko przezroczyste",33.6,1,"szt","PLN","23%","",4,null,null,null,null,"5907577485047",null,null,"ARIA",null,null,"",null,4,null,"https://www.ospel.pl/sites/all/pliki/import/image/podtynk/aria/szary_mat/gph-1uzp_m_70_d.jpg","https://www.ospel.pl/sites/all/pliki/import/image/rysunki/aria/gniazdo_pojedyncze_ip-44.pdf",null,"16A 250V~, IP44, zaciski gwintowe","","",null,null,null,"SZARY MAT",null,"0.089 kg","71 mm","71 mm","24 mm",null,null,"2025-05-08",null,"","https://www.ospel.pl/sites/all/pliki/import/image/podtynk/aria/szary_mat/gph-1uzp_m_70_d.jpg","27.33.13.0","8536 69 90"]
[372,"GPK-1U/K/m/00","Gniazdo komputerowe pojedyncze, kat. 5e MMC",54.1,1,"szt","PLN","23%","",10,null,null,null,null,"5907577482596",null,null,"ARIA",null,null,"",null,10,null,"https://www.ospel.pl/sites/all/pliki/import/image/podtynk/aria/bialy/gpk-1u_k_m_00.jpg","https://www.ospel.pl/sites/all/pliki/import/image/rysunki/aria/gniazdo_tel_komp.pdf",null,"Złącze IDC","","",null,null,null,"BIAŁY",null,"0.058 kg","71 mm","71 mm","22 mm",null,null,"2025-05-08",null,"","https://www.ospel.pl/sites/all/pliki/import/image/podtynk/aria/bialy/gpk-1u_k_m_00.jpg","26.30.30.0","8517 18 00"]
[373,"GPK-1U/K/m/18","Gniazdo komputerowe pojedyncze, kat. 5e MMC",59.7,1,"szt","PLN","23%","",4,null,null,null,null,"5907577483555",null,null,"ARIA",null,null,"",null,4,null,"https://www.ospel.pl/sites/all/pliki/import/image/podtynk/aria/srebro/gpk-1u_k_m_18.jpg","https://www.ospel.pl/sites/all/pliki/import/image/rysunki/aria/gniazdo_tel_komp.pdf",null,"Złącze IDC","","",null,null,null,"SREBRO",null,"0.058 kg","71 mm","71 mm","22 mm",null,null,"2025-05-08",null,"","https://www.ospel.pl/sites/all/pliki/import/image/podtynk/aria/srebro/gpk-1u_k_m_18.jpg","26.30.30.0","8517 18 00"]
[374,"GPK-1U/K/m/27","Gniazdo komputerowe pojedyncze, kat. 5e MMC",54.1,1,"szt","PLN","23%","",10,null,null,null,null,"5907577492304",null,null,"ARIA",null,null,"",null,10,null,"https://www.ospel.pl/sites/all/pliki/import/image/podtynk/aria/ecru/gpk-1u_k_m_27.jpg","https://www.ospel.pl/sites/all/pliki/import/image/rysunki/aria/gniazdo_tel_komp.pdf",null,"Złącze IDC","","",null,null,null,"ECRU",null,"0.058 kg","71 mm","71 mm","22 mm",null,null,"2025-05-08",null,"","https://www.ospel.pl/sites/all/pliki/import/image/podtynk/aria/ecru/gpk-1u_k_m_27.jpg","26.30.30.0","8517 18 00"]
[375,"GPK-1U/K/m/33","Gniazdo komputerowe pojedyncze, kat. 5e MMC",59.7,1,"szt","PLN","23%","",4,null,null,null,null,"5907577484446",null,null,"ARIA",null,null,"",null,4,null,"https://www.ospel.pl/sites/all/pliki/import/image/podtynk/aria/czarny/gpk-1u_k_m_33.jpg","https://www.ospel.pl/sites/all/pliki/import/image/rysunki/aria/gniazdo_tel_komp.pdf",null,"Złącze IDC","","",null,null,null,"CZARNY METALIK",null,"0.058 kg","71 mm","71 mm","22 mm",null,null,"2025-05-08",null,"","https://www.ospel.pl/sites/all/pliki/import/image/podtynk/aria/czarny/gpk-1u_k_m_33.jpg","26.30.30.0","8517 18 00"]
[376,"GPK-1U/K/m/70","Gniazdo komputerowe pojedyncze, kat. 5e MMC",59.7,1,"szt","PLN","23%","",4,null,null,null,null,"5907577485337",null,null,"ARIA",null,null,"",null,4,null,"https://www.ospel.pl/sites/all/pliki/import/image/podtynk/aria/szary_mat/gpk-1u_k_m_70.jpg","https://www.ospel.pl/sites/all/pliki/import/image/rysunki/aria/gniazdo_tel_komp.pdf",null,"Złącze IDC","","",null,null,null,"SZARY MAT",null,"0.058 kg","71 mm","71 mm","22 mm",null,null,"2025-05-08",null,"","https://www.ospel.pl/sites/all/pliki/import/image/podtynk/aria/szary_mat/gpk-1u_k_m_70.jpg","26.30.30.0","8517 18 00"]
[377,"GPK-1U/p/00","Obudowa gniazda pojedynczego typu Keystone prosta",11,1,"szt","PLN","23%","",10,null,null,null,null,"5907577482602",null,null,"ARIA",null,null,"",null,10,null,"https://www.ospel.pl/sites/all/pliki/import/image/podtynk/aria/bialy/gpk-1u_p_00.jpg","",null,"","","",null,null,null,"BIAŁY",null,"0.050 kg","71 mm","71 mm","22 mm",null,null,"2025-05-08",null,"","https://www.ospel.pl/sites/all/pliki/import/image/podtynk/aria/bialy/gpk-1u_p_00.jpg","26.30.30.0","8517 18 00"]
[378,"GPK-1U/p/18","Obudowa gniazda pojedynczego typu Keystone prosta",16.399999999999999,1,"szt","PLN","23%","",4,null,null,null,null,"5907577483562",null,null,"ARIA",null,null,"",null,4,null,"https://www.ospel.pl/sites/all/pliki/import/image/podtynk/aria/srebro/gpk-1u_p_18.jpg","",null,"","","",null,null,null,"SREBRO",null,"0.050 kg","71 mm","71 mm","22 mm",null,null,"2025-05-08",null,"","https://www.ospel.pl/sites/all/pliki/import/image/podtynk/aria/srebro/gpk-1u_p_18.jpg","26.30.30.0","8517 18 00"]
[379,"GPK-1U/p/27","Obudowa gniazda pojedynczego typu Keystone prosta",11,1,"szt","PLN","23%","",10,null,null,null,null,"5907577492311",null,null,"ARIA",null,null,"",null,10,null,"https://www.ospel.pl/sites/all/pliki/import/image/podtynk/aria/ecru/gpk-1u_p_27.jpg","",null,"","","",null,null,null,"ECRU",null,"0.050 kg","71 mm","71 mm","22 mm",null,null,"2025-05-08",null,"","https://www.ospel.pl/sites/all/pliki/import/image/podtynk/aria/ecru/gpk-1u_p_27.jpg","26.30.30.0","8517 18 00"]
[380,"GPK-1U/p/33","Obudowa gniazda pojedynczego typu Keystone prosta",16.399999999999999,1,"szt","PLN","23%","",4,null,null,null,null,"5907577484453",null,null,"ARIA",null,null,"",null,4,null,"https://www.ospel.pl/sites/all/pliki/import/image/podtynk/aria/czarny/gpk-1u_p_33.jpg","",null,"","","",null,null,null,"CZARNY METALIK",null,"0.050 kg","71 mm","71 mm","22 mm",null,null,"2025-05-08",null,"","https://www.ospel.pl/sites/all/pliki/import/image/podtynk/aria/czarny/gpk-1u_p_33.jpg","26.30.30.0","8517 18 00"]
[381,"GPK-1U/p/70","Obudowa gniazda pojedynczego typu Keystone prosta",16.399999999999999,1,"szt","PLN","23%","",4,null,null,null,null,"5907577485344",null,null,"ARIA",null,null,"",null,4,null,"https://www.ospel.pl/sites/all/pliki/import/image/podtynk/aria/szary_mat/gpk-1u_p_70.jpg","",null,"","","",null,null,null,"SZARY MAT",null,"0.050 kg","71 mm","71 mm","22 mm",null,null,"2025-05-08",null,"","https://www.ospel.pl/sites/all/pliki/import/image/podtynk/aria/szary_mat/gpk-1u_p_70.jpg","26.30.30.0","8517 18 00"]
[382,"GPK-1UP/p/00","Obudowa gniazda pojedynczego z przesłoną typu Keystone prosta",17.3,1,"szt","PLN","23%","",10,null,null,null,null,"5907577482923",null,null,"ARIA",null,null,"",null,10,null,"https://www.ospel.pl/sites/all/pliki/import/image/podtynk/aria/bialy/gpk-1up_p_00.jpg","",null,"","","",null,null,null,"BIAŁY",null,"","71 mm","71 mm","22 mm",null,null,"2025-05-08",null,"","https://www.ospel.pl/sites/all/pliki/import/image/podtynk/aria/bialy/gpk-1up_p_00.jpg","26.30.30.0","8517 18 00"]
[383,"GPK-1UP/p/18","Obudowa gniazda pojedynczego z przesłoną typu Keystone prosta",21.7,1,"szt","PLN","23%","",4,null,null,null,null,"5907577483876",null,null,"ARIA",null,null,"",null,4,null,"https://www.ospel.pl/sites/all/pliki/import/image/podtynk/aria/srebro/gpk-1up_p_18.jpg","",null,"","","",null,null,null,"SREBRO",null,"","","","",null,null,"2025-05-08",null,"","https://www.ospel.pl/sites/all/pliki/import/image/podtynk/aria/srebro/gpk-1up_p_18.jpg","26.30.30.0","8517 18 00"]
[384,"GPK-1UP/p/27","Obudowa gniazda pojedynczego z przesłoną typu Keystone prosta",17.3,1,"szt","PLN","23%","",10,null,null,null,null,"5907577492625",null,null,"ARIA",null,null,"",null,10,null,"https://www.ospel.pl/sites/all/pliki/import/image/podtynk/aria/ecru/gpk-1up_p_27.jpg","",null,"","","",null,null,null,"ECRU",null,"","","","",null,null,"2025-05-08",null,"","https://www.ospel.pl/sites/all/pliki/import/image/podtynk/aria/ecru/gpk-1up_p_27.jpg","26.30.30.0","8517 18 00"]
[385,"GPK-1UP/p/33","Obudowa gniazda pojedynczego z przesłoną typu Keystone prosta",21.7,1,"szt","PLN","23%","",4,null,null,null,null,"5907577484767",null,null,"ARIA",null,null,"",null,4,null,"https://www.ospel.pl/sites/all/pliki/import/image/podtynk/aria/czarny/gpk-1up_p_33.jpg","",null,"","","",null,null,null,"CZARNY METALIK",null,"","","","",null,null,"2025-05-08",null,"","https://www.ospel.pl/sites/all/pliki/import/image/podtynk/aria/czarny/gpk-1up_p_33.jpg","26.30.30.0","8517 18 00"]
[386,"GPK-1UP/p/70","Obudowa gniazda pojedynczego z przesłoną typu Keystone prosta",21.7,1,"szt","PLN","23%","",4,null,null,null,null,"5907577485658",null,null,"ARIA",null,null,"",null,4,null,"https://www.ospel.pl/sites/all/pliki/import/image/podtynk/aria/szary_mat/gpk-1up_p_70.jpg","",null,"","","",null,null,null,"SZARY MAT",null,"","","","",null,null,"2025-05-08",null,"","https://www.ospel.pl/sites/all/pliki/import/image/podtynk/aria/szary_mat/gpk-1up_p_70.jpg","26.30.30.0","8517 18 00"]
[387,"GPK-1US/p/00","Obudowa gniazda pojedynczego typu Keystone skośna",11.1,1,"szt","PLN","23%","",10,null,null,null,null,"5907577482619",null,null,"ARIA",null,null,"",null,10,null,"https://www.ospel.pl/sites/all/pliki/import/image/podtynk/aria/bialy/gpk-1us_p_00.jpg","",null,"","","",null,null,null,"BIAŁY",null,"","71 mm","71 mm","21 mm",null,null,"2025-05-08",null,"","https://www.ospel.pl/sites/all/pliki/import/image/podtynk/aria/bialy/gpk-1us_p_00.jpg","26.30.30.0","8517 18 00"]
[388,"GPK-1US/p/18","Obudowa gniazda pojedynczego typu Keystone skośna",16.600000000000001,1,"szt","PLN","23%","",4,null,null,null,null,"5907577483579",null,null,"ARIA",null,null,"",null,4,null,"https://www.ospel.pl/sites/all/pliki/import/image/podtynk/aria/srebro/gpk-1us_p_18.jpg","",null,"","","",null,null,null,"SREBRO",null,"","71 mm","71 mm","21 mm",null,null,"2025-05-08",null,"","https://www.ospel.pl/sites/all/pliki/import/image/podtynk/aria/srebro/gpk-1us_p_18.jpg","26.30.30.0","8517 18 00"]
[389,"GPK-1US/p/27","Obudowa gniazda pojedynczego typu Keystone skośna",11.1,1,"szt","PLN","23%","",10,null,null,null,null,"5907577492328",null,null,"ARIA",null,null,"",null,10,null,"https://www.ospel.pl/sites/all/pliki/import/image/podtynk/aria/ecru/gpk-1us_p_27.jpg","",null,"","","",null,null,null,"ECRU",null,"","71 mm","71 mm","21 mm",null,null,"2025-05-08",null,"","https://www.ospel.pl/sites/all/pliki/import/image/podtynk/aria/ecru/gpk-1us_p_27.jpg","26.30.30.0","8517 18 00"]
[390,"GPK-1US/p/33","Obudowa gniazda pojedynczego typu Keystone skośna",16.600000000000001,1,"szt","PLN","23%","",4,null,null,null,null,"5907577484460",null,null,"ARIA",null,null,"",null,4,null,"https://www.ospel.pl/sites/all/pliki/import/image/podtynk/aria/czarny/gpk-1us_p_33.jpg","",null,"","","",null,null,null,"CZARNY METALIK",null,"","71 mm","71 mm","21 mm",null,null,"2025-05-08",null,"","https://www.ospel.pl/sites/all/pliki/import/image/podtynk/aria/czarny/gpk-1us_p_33.jpg","26.30.30.0","8517 18 00"]
[391,"GPK-1US/p/70","Obudowa gniazda pojedynczego typu Keystone skośna",16.600000000000001,1,"szt","PLN","23%","",4,null,null,null,null,"5907577485351",null,null,"ARIA",null,null,"",null,4,null,"https://www.ospel.pl/sites/all/pliki/import/image/podtynk/aria/szary_mat/gpk-1us_p_70.jpg","",null,"","","",null,null,null,"SZARY MAT",null,"","71 mm","71 mm","21 mm",null,null,"2025-05-08",null,"","https://www.ospel.pl/sites/all/pliki/import/image/podtynk/aria/szary_mat/gpk-1us_p_70.jpg","26.30.30.0","8517 18 00"]
[392,"GPK-2U/K/m/00","Gniazdo komputerowe podwójne, kat. 5e MMC",89,1,"szt","PLN","23%","",10,null,null,null,null,"5907577482626",null,null,"ARIA",null,null,"",null,10,null,"https://www.ospel.pl/sites/all/pliki/import/image/podtynk/aria/bialy/gpk-2u_k_m_00.jpg","https://www.ospel.pl/sites/all/pliki/import/image/rysunki/aria/gniazdo_tel_komp.pdf",null,"Złącze IDC","","",null,null,null,"BIAŁY",null,"0.067 kg","71 mm","71 mm","26 mm",null,null,"2025-05-08",null,"","https://www.ospel.pl/sites/all/pliki/import/image/podtynk/aria/bialy/gpk-2u_k_m_00.jpg","26.30.30.0","8517 18 00"]
[393,"GPK-2U/K/m/18","Gniazdo komputerowe podwójne, kat. 5e MMC",94.7,1,"szt","PLN","23%","",4,null,null,null,null,"5907577483586",null,null,"ARIA",null,null,"",null,4,null,"https://www.ospel.pl/sites/all/pliki/import/image/podtynk/aria/srebro/gpk-2u_k_m_18.jpg","https://www.ospel.pl/sites/all/pliki/import/image/rysunki/aria/gniazdo_tel_komp.pdf",null,"Złącze IDC","","",null,null,null,"SREBRO",null,"0.067 kg","71 mm","71 mm","26 mm",null,null,"2025-05-08",null,"","https://www.ospel.pl/sites/all/pliki/import/image/podtynk/aria/srebro/gpk-2u_k_m_18.jpg","26.30.30.0","8517 18 00"]
[394,"GPK-2U/K/m/27","Gniazdo komputerowe podwójne, kat. 5e MMC",89,1,"szt","PLN","23%","",10,null,null,null,null,"5907577492335",null,null,"ARIA",null,null,"",null,10,null,"https://www.ospel.pl/sites/all/pliki/import/image/podtynk/aria/ecru/gpk-2u_k_m_27.jpg","https://www.ospel.pl/sites/all/pliki/import/image/rysunki/aria/gniazdo_tel_komp.pdf",null,"Złącze IDC","","",null,null,null,"ECRU",null,"0.067 kg","71 mm","71 mm","26 mm",null,null,"2025-05-08",null,"","https://www.ospel.pl/sites/all/pliki/import/image/podtynk/aria/ecru/gpk-2u_k_m_27.jpg","26.30.30.0","8517 18 00"]
[395,"GPK-2U/K/m/33","Gniazdo komputerowe podwójne, kat. 5e MMC",94.7,1,"szt","PLN","23%","",4,null,null,null,null,"5907577484477",null,null,"ARIA",null,null,"",null,4,null,"https://www.ospel.pl/sites/all/pliki/import/image/podtynk/aria/czarny/gpk-2u_k_m_33.jpg","https://www.ospel.pl/sites/all/pliki/import/image/rysunki/aria/gniazdo_tel_komp.pdf",null,"Złącze IDC","","",null,null,null,"CZARNY METALIK",null,"0.067 kg","71 mm","71 mm","26 mm",null,null,"2025-05-08",null,"","https://www.ospel.pl/sites/all/pliki/import/image/podtynk/aria/czarny/gpk-2u_k_m_33.jpg","26.30.30.0","8517 18 00"]
[396,"GPK-2U/K/m/70","Gniazdo komputerowe podwójne, kat. 5e MMC",94.7,1,"szt","PLN","23%","",4,null,null,null,null,"5907577485368",null,null,"ARIA",null,null,"",null,4,null,"https://www.ospel.pl/sites/all/pliki/import/image/podtynk/aria/szary_mat/gpk-2u_k_m_70.jpg","https://www.ospel.pl/sites/all/pliki/import/image/rysunki/aria/gniazdo_tel_komp.pdf",null,"Złącze IDC","","",null,null,null,"SZARY MAT",null,"0.067 kg","71 mm","71 mm","26 mm",null,null,"2025-05-08",null,"","https://www.ospel.pl/sites/all/pliki/import/image/podtynk/aria/szary_mat/gpk-2u_k_m_70.jpg","26.30.30.0","8517 18 00"]
[397,"GPK-2U/p/00","Obudowa gniazda podwójnego typu Keystone prosta",11,1,"szt","PLN","23%","",10,null,null,null,null,"5907577482633",null,null,"ARIA",null,null,"",null,10,null,"https://www.ospel.pl/sites/all/pliki/import/image/podtynk/aria/bialy/gpk-2u_p_00.jpg","",null,"","","",null,null,null,"BIAŁY",null,"0.049 kg","71 mm","71 mm","22 mm",null,null,"2025-05-08",null,"","https://www.ospel.pl/sites/all/pliki/import/image/podtynk/aria/bialy/gpk-2u_p_00.jpg","26.30.30.0","8517 18 00"]
[398,"GPK-2U/p/18","Obudowa gniazda podwójnego typu Keystone prosta",16.399999999999999,1,"szt","PLN","23%","",4,null,null,null,null,"5907577483593",null,null,"ARIA",null,null,"",null,4,null,"https://www.ospel.pl/sites/all/pliki/import/image/podtynk/aria/srebro/gpk-2u_p_18.jpg","",null,"","","",null,null,null,"SREBRO",null,"0.049 kg","71 mm","71 mm","22 mm",null,null,"2025-05-08",null,"","https://www.ospel.pl/sites/all/pliki/import/image/podtynk/aria/srebro/gpk-2u_p_18.jpg","26.30.30.0","8517 18 00"]
[399,"GPK-2U/p/27","Obudowa gniazda podwójnego typu Keystone prosta",11,1,"szt","PLN","23%","",10,null,null,null,null,"5907577492342",null,null,"ARIA",null,null,"",null,10,null,"https://www.ospel.pl/sites/all/pliki/import/image/podtynk/aria/ecru/gpk-2u_p_27.jpg","",null,"","","",null,null,null,"ECRU",null,"0.049 kg","71 mm","71 mm","22 mm",null,null,"2025-05-08",null,"","https://www.ospel.pl/sites/all/pliki/import/image/podtynk/aria/ecru/gpk-2u_p_27.jpg","26.30.30.0","8517 18 00"]
[400,"GPK-2U/p/33","Obudowa gniazda podwójnego typu Keystone prosta",16.399999999999999,1,"szt","PLN","23%","",4,null,null,null,null,"5907577484484",null,null,"ARIA",null,null,"",null,4,null,"https://www.ospel.pl/sites/all/pliki/import/image/podtynk/aria/czarny/gpk-2u_p_33.jpg","",null,"","","",null,null,null,"CZARNY METALIK",null,"0.049 kg","71 mm","71 mm","22 mm",null,null,"2025-05-08",null,"","https://www.ospel.pl/sites/all/pliki/import/image/podtynk/aria/czarny/gpk-2u_p_33.jpg","26.30.30.0","8517 18 00"]
[401,"GPK-2U/p/70","Obudowa gniazda podwójnego typu Keystone prosta",16.399999999999999,1,"szt","PLN","23%","",4,null,null,null,null,"5907577485375",null,null,"ARIA",null,null,"",null,4,null,"https://www.ospel.pl/sites/all/pliki/import/image/podtynk/aria/szary_mat/gpk-2u_p_70.jpg","",null,"","","",null,null,null,"SZARY MAT",null,"0.049 kg","71 mm","71 mm","22 mm",null,null,"2025-05-08",null,"","https://www.ospel.pl/sites/all/pliki/import/image/podtynk/aria/szary_mat/gpk-2u_p_70.jpg","26.30.30.0","8517 18 00"]
[402,"GPK-2UP/p/00","Obudowa gniazda podwójnego z przesłoną typu Keystone prosta",20.9,1,"szt","PLN","23%","",10,null,null,null,null,"5907577482930",null,null,"ARIA",null,null,"",null,10,null,"https://www.ospel.pl/sites/all/pliki/import/image/podtynk/aria/bialy/gpk-2up_p_00.jpg","",null,"","","",null,null,null,"BIAŁY",null,"","71 mm","71 mm","22 mm",null,null,"2025-05-08",null,"","https://www.ospel.pl/sites/all/pliki/import/image/podtynk/aria/bialy/gpk-2up_p_00.jpg","26.30.30.0","8517 18 00"]
[403,"GPK-2UP/p/18","Obudowa gniazda podwójnego z przesłoną typu Keystone prosta",26.3,1,"szt","PLN","23%","",4,null,null,null,null,"5907577483883",null,null,"ARIA",null,null,"",null,4,null,"https://www.ospel.pl/sites/all/pliki/import/image/podtynk/aria/srebro/gpk-2up_p_18.jpg","",null,"","","",null,null,null,"SREBRO",null,"","","","",null,null,"2025-05-08",null,"","https://www.ospel.pl/sites/all/pliki/import/image/podtynk/aria/srebro/gpk-2up_p_18.jpg","26.30.30.0","8517 18 00"]
[404,"GPK-2UP/p/27","Obudowa gniazda podwójnego z przesłoną typu Keystone prosta",20.9,1,"szt","PLN","23%","",10,null,null,null,null,"5907577492632",null,null,"ARIA",null,null,"",null,10,null,"https://www.ospel.pl/sites/all/pliki/import/image/podtynk/aria/ecru/gpk-2up_p_27.jpg","",null,"","","",null,null,null,"ECRU",null,"","","","",null,null,"2025-05-08",null,"","https://www.ospel.pl/sites/all/pliki/import/image/podtynk/aria/ecru/gpk-2up_p_27.jpg","26.30.30.0","8517 18 00"]
[405,"GPK-2UP/p/33","Obudowa gniazda podwójnego z przesłoną typu Keystone prosta",26.3,1,"szt","PLN","23%","",4,null,null,null,null,"5907577484774",null,null,"ARIA",null,null,"",null,4,null,"https://www.ospel.pl/sites/all/pliki/import/image/podtynk/aria/czarny/gpk-2up_p_33.jpg","",null,"","","",null,null,null,"CZARNY METALIK",null,"","","","",null,null,"2025-05-08",null,"","https://www.ospel.pl/sites/all/pliki/import/image/podtynk/aria/czarny/gpk-2up_p_33.jpg","26.30.30.0","8517 18 00"]
[406,"GPK-2UP/p/70","Obudowa gniazda podwójnego z przesłoną typu Keystone prosta",26.3,1,"szt","PLN","23%","",4,null,null,null,null,"5907577485665",null,null,"ARIA",null,null,"",null,4,null,"https://www.ospel.pl/sites/all/pliki/import/image/podtynk/aria/szary_mat/gpk-2up_p_70.jpg","",null,"","","",null,null,null,"SZARY MAT",null,"","","","",null,null,"2025-05-08",null,"","https://www.ospel.pl/sites/all/pliki/import/image/podtynk/aria/szary_mat/gpk-2up_p_70.jpg","26.30.30.0","8517 18 00"]
[407,"GPK-2US/p/00","Obudowa gniazda podwójnego typu Keystone skośna",11.1,1,"szt","PLN","23%","",10,null,null,null,null,"5907577482640",null,null,"ARIA",null,null,"",null,10,null,"https://www.ospel.pl/sites/all/pliki/import/image/podtynk/aria/bialy/gpk-2us_p_00.jpg","",null,"","","",null,null,null,"BIAŁY",null,"","71 mm","71 mm","21 mm",null,null,"2025-05-08",null,"","https://www.ospel.pl/sites/all/pliki/import/image/podtynk/aria/bialy/gpk-2us_p_00.jpg","26.30.30.0","8517 18 00"]
[408,"GPK-2US/p/18","Obudowa gniazda podwójnego typu Keystone skośna",16.7,1,"szt","PLN","23%","",4,null,null,null,null,"5907577483609",null,null,"ARIA",null,null,"",null,4,null,"https://www.ospel.pl/sites/all/pliki/import/image/podtynk/aria/srebro/gpk-2us_p_18.jpg","",null,"","","",null,null,null,"SREBRO",null,"","71 mm","71 mm","21 mm",null,null,"2025-05-08",null,"","https://www.ospel.pl/sites/all/pliki/import/image/podtynk/aria/srebro/gpk-2us_p_18.jpg","26.30.30.0","8517 18 00"]
[409,"GPK-2US/p/27","Obudowa gniazda podwójnego typu Keystone skośna",11.1,1,"szt","PLN","23%","",10,null,null,null,null,"5907577492359",null,null,"ARIA",null,null,"",null,10,null,"https://www.ospel.pl/sites/all/pliki/import/image/podtynk/aria/ecru/gpk-2us_p_27.jpg","",null,"","","",null,null,null,"ECRU",null,"","71 mm","71 mm","21 mm",null,null,"2025-05-08",null,"","https://www.ospel.pl/sites/all/pliki/import/image/podtynk/aria/ecru/gpk-2us_p_27.jpg","26.30.30.0","8517 18 00"]
[410,"GPK-2US/p/33","Obudowa gniazda podwójnego typu Keystone skośna",16.7,1,"szt","PLN","23%","",4,null,null,null,null,"5907577484491",null,null,"ARIA",null,null,"",null,4,null,"https://www.ospel.pl/sites/all/pliki/import/image/podtynk/aria/czarny/gpk-2us_p_33.jpg","",null,"","","",null,null,null,"CZARNY METALIK",null,"","71 mm","71 mm","21 mm",null,null,"2025-05-08",null,"","https://www.ospel.pl/sites/all/pliki/import/image/podtynk/aria/czarny/gpk-2us_p_33.jpg","26.30.30.0","8517 18 00"]
[411,"GPK-2US/p/70","Obudowa gniazda podwójnego typu Keystone skośna",16.7,1,"szt","PLN","23%","",4,null,null,null,null,"5907577485382",null,null,"ARIA",null,null,"",null,4,null,"https://www.ospel.pl/sites/all/pliki/import/image/podtynk/aria/szary_mat/gpk-2us_p_70.jpg","",null,"","","",null,null,null,"SZARY MAT",null,"","71 mm","71 mm","21 mm",null,null,"2025-05-08",null,"","https://www.ospel.pl/sites/all/pliki/import/image/podtynk/aria/szary_mat/gpk-2us_p_70.jpg","26.30.30.0","8517 18 00"]
[412,"GPPK-1U/m/00","Przyłącz kablowy",24.3,1,"szt","PLN","23%","",10,null,null,null,null,"5907577482718",null,null,"ARIA",null,null,"",null,10,null,"https://www.ospel.pl/sites/all/pliki/import/image/podtynk/aria/bialy/gppk-1u_m_00.jpg","https://www.ospel.pl/sites/all/pliki/import/image/rysunki/aria/przylacz_kablowy.pdf",null,"5x4mm2 zaciski gwintowe","","",null,null,null,"BIAŁY",null,"","71 mm","71 mm","21 mm",null,null,"2025-05-08",null,"","https://www.ospel.pl/sites/all/pliki/import/image/podtynk/aria/bialy/gppk-1u_m_00.jpg","27.33.13.0","8536 90 10"]
[413,"GPPK-1U/m/18","Przyłącz kablowy",32.799999999999997,1,"szt","PLN","23%","",4,null,null,null,null,"5907577483678",null,null,"ARIA",null,null,"",null,4,null,"https://www.ospel.pl/sites/all/pliki/import/image/podtynk/aria/srebro/gppk-1u_m_18.jpg","https://www.ospel.pl/sites/all/pliki/import/image/rysunki/aria/przylacz_kablowy.pdf",null,"5x4mm2 zaciski gwintowe","","",null,null,null,"SREBRO",null,"","71 mm","71 mm","21 mm",null,null,"2025-05-08",null,"","https://www.ospel.pl/sites/all/pliki/import/image/podtynk/aria/srebro/gppk-1u_m_18.jpg","27.33.13.0","8536 90 10"]
[414,"GPPK-1U/m/27","Przyłącz kablowy",24.3,1,"szt","PLN","23%","",10,null,null,null,null,"5907577492427",null,null,"ARIA",null,null,"",null,10,null,"https://www.ospel.pl/sites/all/pliki/import/image/podtynk/aria/ecru/gppk-1u_m_27.jpg","https://www.ospel.pl/sites/all/pliki/import/image/rysunki/aria/przylacz_kablowy.pdf",null,"5x4mm2 zaciski gwintowe","","",null,null,null,"ECRU",null,"","71 mm","71 mm","21 mm",null,null,"2025-05-08",null,"","https://www.ospel.pl/sites/all/pliki/import/image/podtynk/aria/ecru/gppk-1u_m_27.jpg","27.33.13.0","8536 90 10"]
[415,"GPPK-1U/m/33","Przyłącz kablowy",32.799999999999997,1,"szt","PLN","23%","",4,null,null,null,null,"5907577484569",null,null,"ARIA",null,null,"",null,4,null,"https://www.ospel.pl/sites/all/pliki/import/image/podtynk/aria/czarny/gppk-1u_m_33.jpg","https://www.ospel.pl/sites/all/pliki/import/image/rysunki/aria/przylacz_kablowy.pdf",null,"5x4mm2 zaciski gwintowe","","",null,null,null,"CZARNY METALIK",null,"","71 mm","71 mm","21 mm",null,null,"2025-05-08",null,"","https://www.ospel.pl/sites/all/pliki/import/image/podtynk/aria/czarny/gppk-1u_m_33.jpg","27.33.13.0","8536 90 10"]
[416,"GPPK-1U/m/70","Przyłącz kablowy",32.799999999999997,1,"szt","PLN","23%","",4,null,null,null,null,"5907577485450",null,null,"ARIA",null,null,"",null,4,null,"https://www.ospel.pl/sites/all/pliki/import/image/podtynk/aria/szary_mat/gppk-1u_m_70.jpg","https://www.ospel.pl/sites/all/pliki/import/image/rysunki/aria/przylacz_kablowy.pdf",null,"5x4mm2 zaciski gwintowe","","",null,null,null,"SZARY MAT",null,"","71 mm","71 mm","21 mm",null,null,"2025-05-08",null,"","https://www.ospel.pl/sites/all/pliki/import/image/podtynk/aria/szary_mat/gppk-1u_m_70.jpg","27.33.13.0","8536 90 10"]
[417,"GPT-1U/m/00","Gniazdo telefoniczne pojedyncze",31.9,1,"szt","PLN","23%","",10,null,null,null,null,"5907577482565",null,null,"ARIA",null,null,"",null,10,null,"https://www.ospel.pl/sites/all/pliki/import/image/podtynk/aria/bialy/gpt-1u_m_00.jpg","https://www.ospel.pl/sites/all/pliki/import/image/rysunki/aria/gniazdo_tel_komp.pdf",null,"Zaciski gwintowe","","",null,null,null,"BIAŁY",null,"","71 mm","71 mm","23 mm",null,null,"2025-05-08",null,"","https://www.ospel.pl/sites/all/pliki/import/image/podtynk/aria/bialy/gpt-1u_m_00.jpg","26.30.30.0","8517 18 00"]
[418,"GPT-1U/m/18","Gniazdo telefoniczne pojedyncze",42.8,1,"szt","PLN","23%","",4,null,null,null,null,"5907577483524",null,null,"ARIA",null,null,"",null,4,null,"https://www.ospel.pl/sites/all/pliki/import/image/podtynk/aria/srebro/gpt-1u_m_18.jpg","https://www.ospel.pl/sites/all/pliki/import/image/rysunki/aria/gniazdo_tel_komp.pdf",null,"Zaciski gwintowe","","",null,null,null,"SREBRO",null,"","71 mm","71 mm","23 mm",null,null,"2025-05-08",null,"","https://www.ospel.pl/sites/all/pliki/import/image/podtynk/aria/srebro/gpt-1u_m_18.jpg","26.30.30.0","8517 18 00"]
[419,"GPT-1U/m/27","Gniazdo telefoniczne pojedyncze",31.9,1,"szt","PLN","23%","",10,null,null,null,null,"5907577492274",null,null,"ARIA",null,null,"",null,10,null,"https://www.ospel.pl/sites/all/pliki/import/image/podtynk/aria/ecru/gpt-1u_m_27.jpg","https://www.ospel.pl/sites/all/pliki/import/image/rysunki/aria/gniazdo_tel_komp.pdf",null,"Zaciski gwintowe","","",null,null,null,"ECRU",null,"","71 mm","71 mm","23 mm",null,null,"2025-05-08",null,"","https://www.ospel.pl/sites/all/pliki/import/image/podtynk/aria/ecru/gpt-1u_m_27.jpg","26.30.30.0","8517 18 00"]
[420,"GPT-1U/m/33","Gniazdo telefoniczne pojedyncze",42.8,1,"szt","PLN","23%","",4,null,null,null,null,"5907577484415",null,null,"ARIA",null,null,"",null,4,null,"https://www.ospel.pl/sites/all/pliki/import/image/podtynk/aria/czarny/gpt-1u_m_33.jpg","https://www.ospel.pl/sites/all/pliki/import/image/rysunki/aria/gniazdo_tel_komp.pdf",null,"Zaciski gwintowe","","",null,null,null,"CZARNY METALIK",null,"","71 mm","71 mm","23 mm",null,null,"2025-05-08",null,"","https://www.ospel.pl/sites/all/pliki/import/image/podtynk/aria/czarny/gpt-1u_m_33.jpg","26.30.30.0","8517 18 00"]
[421,"GPT-1U/m/70","Gniazdo telefoniczne pojedyncze",42.8,1,"szt","PLN","23%","",4,null,null,null,null,"5907577485306",null,null,"ARIA",null,null,"",null,4,null,"https://www.ospel.pl/sites/all/pliki/import/image/podtynk/aria/szary_mat/gpt-1u_m_70.jpg","https://www.ospel.pl/sites/all/pliki/import/image/rysunki/aria/gniazdo_tel_komp.pdf",null,"Zaciski gwintowe","","",null,null,null,"SZARY MAT",null,"","71 mm","71 mm","23 mm",null,null,"2025-05-08",null,"","https://www.ospel.pl/sites/all/pliki/import/image/podtynk/aria/szary_mat/gpt-1u_m_70.jpg","26.30.30.0","8517 18 00"]
[422,"GPT-2UN/m/00","Gniazdo telefoniczne podwójne niezależne",46.9,1,"szt","PLN","23%","",10,null,null,null,null,"5907577482572",null,null,"ARIA",null,null,"",null,10,null,"https://www.ospel.pl/sites/all/pliki/import/image/podtynk/aria/bialy/gpt-2un_m_00.jpg","https://www.ospel.pl/sites/all/pliki/import/image/rysunki/aria/gniazdo_tel_komp.pdf",null,"Zaciski gwintowe","","",null,null,null,"BIAŁY",null,"","71 mm","71 mm","23 mm",null,null,"2025-05-08",null,"","https://www.ospel.pl/sites/all/pliki/import/image/podtynk/aria/bialy/gpt-2un_m_00.jpg","26.30.30.0","8517 18 00"]
[423,"GPT-2UN/m/18","Gniazdo telefoniczne podwójne niezależne",54.1,1,"szt","PLN","23%","",4,null,null,null,null,"5907577483531",null,null,"ARIA",null,null,"",null,4,null,"https://www.ospel.pl/sites/all/pliki/import/image/podtynk/aria/srebro/gpt-2un_m_18.jpg","https://www.ospel.pl/sites/all/pliki/import/image/rysunki/aria/gniazdo_tel_komp.pdf",null,"Zaciski gwintowe","","",null,null,null,"SREBRO",null,"","71 mm","71 mm","23 mm",null,null,"2025-05-08",null,"","https://www.ospel.pl/sites/all/pliki/import/image/podtynk/aria/srebro/gpt-2un_m_18.jpg","26.30.30.0","8517 18 00"]
[424,"GPT-2UN/m/27","Gniazdo telefoniczne podwójne niezależne",46.9,1,"szt","PLN","23%","",10,null,null,null,null,"5907577492281",null,null,"ARIA",null,null,"",null,10,null,"https://www.ospel.pl/sites/all/pliki/import/image/podtynk/aria/ecru/gpt-2un_m_27.jpg","https://www.ospel.pl/sites/all/pliki/import/image/rysunki/aria/gniazdo_tel_komp.pdf",null,"Zaciski gwintowe","","",null,null,null,"ECRU",null,"","71 mm","71 mm","23 mm",null,null,"2025-05-08",null,"","https://www.ospel.pl/sites/all/pliki/import/image/podtynk/aria/ecru/gpt-2un_m_27.jpg","26.30.30.0","8517 18 00"]
[425,"GPT-2UN/m/33","Gniazdo telefoniczne podwójne niezależne",54.1,1,"szt","PLN","23%","",4,null,null,null,null,"5907577484422",null,null,"ARIA",null,null,"",null,4,null,"https://www.ospel.pl/sites/all/pliki/import/image/podtynk/aria/czarny/gpt-2un_m_33.jpg","https://www.ospel.pl/sites/all/pliki/import/image/rysunki/aria/gniazdo_tel_komp.pdf",null,"Zaciski gwintowe","","",null,null,null,"CZARNY METALIK",null,"","71 mm","71 mm","23 mm",null,null,"2025-05-08",null,"","https://www.ospel.pl/sites/all/pliki/import/image/podtynk/aria/czarny/gpt-2un_m_33.jpg","26.30.30.0","8517 18 00"]
[426,"GPT-2UN/m/70","Gniazdo telefoniczne podwójne niezależne",54.1,1,"szt","PLN","23%","",4,null,null,null,null,"5907577485313",null,null,"ARIA",null,null,"",null,4,null,"https://www.ospel.pl/sites/all/pliki/import/image/podtynk/aria/szary_mat/gpt-2un_m_70.jpg","https://www.ospel.pl/sites/all/pliki/import/image/rysunki/aria/gniazdo_tel_komp.pdf",null,"Zaciski gwintowe","","",null,null,null,"SZARY MAT",null,"","71 mm","71 mm","23 mm",null,null,"2025-05-08",null,"","https://www.ospel.pl/sites/all/pliki/import/image/podtynk/aria/szary_mat/gpt-2un_m_70.jpg","26.30.30.0","8517 18 00"]
[427,"GPT-2UR/m/00","Gniazdo telefoniczne podwójne równoległe",46.9,1,"szt","PLN","23%","",10,null,null,null,null,"5907577482589",null,null,"ARIA",null,null,"",null,10,null,"https://www.ospel.pl/sites/all/pliki/import/image/podtynk/aria/bialy/gpt-2ur_m_00.jpg","https://www.ospel.pl/sites/all/pliki/import/image/rysunki/aria/gniazdo_tel_komp.pdf",null,"Zaciski gwintowe","","",null,null,null,"BIAŁY",null,"","71 mm","71 mm","23 mm",null,null,"2025-05-08",null,"","https://www.ospel.pl/sites/all/pliki/import/image/podtynk/aria/bialy/gpt-2ur_m_00.jpg","26.30.30.0","8517 18 00"]
[428,"GPT-2UR/m/18","Gniazdo telefoniczne podwójne równoległe",54.1,1,"szt","PLN","23%","",4,null,null,null,null,"5907577483548",null,null,"ARIA",null,null,"",null,4,null,"https://www.ospel.pl/sites/all/pliki/import/image/podtynk/aria/srebro/gpt-2ur_m_18.jpg","https://www.ospel.pl/sites/all/pliki/import/image/rysunki/aria/gniazdo_tel_komp.pdf",null,"Zaciski gwintowe","","",null,null,null,"SREBRO",null,"","71 mm","71 mm","23 mm",null,null,"2025-05-08",null,"","https://www.ospel.pl/sites/all/pliki/import/image/podtynk/aria/srebro/gpt-2ur_m_18.jpg","26.30.30.0","8517 18 00"]
[429,"GPT-2UR/m/27","Gniazdo telefoniczne podwójne równoległe",46.9,1,"szt","PLN","23%","",10,null,null,null,null,"5907577492298",null,null,"ARIA",null,null,"",null,10,null,"https://www.ospel.pl/sites/all/pliki/import/image/podtynk/aria/ecru/gpt-2ur_m_27.jpg","https://www.ospel.pl/sites/all/pliki/import/image/rysunki/aria/gniazdo_tel_komp.pdf",null,"Zaciski gwintowe","","",null,null,null,"ECRU",null,"","71 mm","71 mm","23 mm",null,null,"2025-05-08",null,"","https://www.ospel.pl/sites/all/pliki/import/image/podtynk/aria/ecru/gpt-2ur_m_27.jpg","26.30.30.0","8517 18 00"]
[430,"GPT-2UR/m/33","Gniazdo telefoniczne podwójne równoległe",54.1,1,"szt","PLN","23%","",4,null,null,null,null,"5907577484439",null,null,"ARIA",null,null,"",null,4,null,"https://www.ospel.pl/sites/all/pliki/import/image/podtynk/aria/czarny/gpt-2ur_m_33.jpg","https://www.ospel.pl/sites/all/pliki/import/image/rysunki/aria/gniazdo_tel_komp.pdf",null,"Zaciski gwintowe","","",null,null,null,"CZARNY METALIK",null,"","71 mm","71 mm","23 mm",null,null,"2025-05-08",null,"","https://www.ospel.pl/sites/all/pliki/import/image/podtynk/aria/czarny/gpt-2ur_m_33.jpg","26.30.30.0","8517 18 00"]
[431,"GPT-2UR/m/70","Gniazdo telefoniczne podwójne równoległe",54.1,1,"szt","PLN","23%","",4,null,null,null,null,"5907577485320",null,null,"ARIA",null,null,"",null,4,null,"https://www.ospel.pl/sites/all/pliki/import/image/podtynk/aria/szary_mat/gpt-2ur_m_70.jpg","https://www.ospel.pl/sites/all/pliki/import/image/rysunki/aria/gniazdo_tel_komp.pdf",null,"Zaciski gwintowe","","",null,null,null,"SZARY MAT",null,"","71 mm","71 mm","23 mm",null,null,"2025-05-08",null,"","https://www.ospel.pl/sites/all/pliki/import/image/podtynk/aria/szary_mat/gpt-2ur_m_70.jpg","26.30.30.0","8517 18 00"]
[432,"ŁP-10U/m/00","Łącznik podwójny schodowy",32.4,1,"szt","PLN","23%","",10,null,null,null,null,"5907577482169",null,null,"ARIA",null,null,"",null,10,null,"https://www.ospel.pl/sites/all/pliki/import/image/podtynk/aria/bialy/lp-10u_m_00.jpg","https://www.ospel.pl/sites/all/pliki/import/image/rysunki/aria/laczniki.pdf",null,"10AX/250~, IP-20 zaciski bezgwintowe","","",null,null,null,"BIAŁY",null,"0.084 kg","71 mm","71 mm","25 mm",null,null,"2025-05-08",null,"https://www.ospel.pl/sites/all/pliki/import/image/schematy/lacznik_podwojny_schodowy.jpg","https://www.ospel.pl/sites/all/pliki/import/image/podtynk/aria/bialy/lp-10u_m_00.jpg","27.33.11.0","8536 50 07"]
[433,"ŁP-10U/m/18","Łącznik podwójny schodowy",35.6,1,"szt","PLN","23%","",4,null,null,null,null,"5907577483142",null,null,"ARIA",null,null,"",null,4,null,"https://www.ospel.pl/sites/all/pliki/import/image/podtynk/aria/srebro/lp-10u_m_18.jpg","https://www.ospel.pl/sites/all/pliki/import/image/rysunki/aria/laczniki.pdf",null,"10AX/250~, IP-20 zaciski bezgwintowe","","",null,null,null,"SREBRO",null,"0.084 kg","71 mm","71 mm","25 mm",null,null,"2025-05-08",null,"https://www.ospel.pl/sites/all/pliki/import/image/schematy/lacznik_podwojny_schodowy.jpg","https://www.ospel.pl/sites/all/pliki/import/image/podtynk/aria/srebro/lp-10u_m_18.jpg","27.33.11.0","8536 50 07"]
[434,"ŁP-10U/m/27","Łącznik podwójny schodowy",32.4,1,"szt","PLN","23%","",10,null,null,null,null,"5907577491871",null,null,"ARIA",null,null,"",null,10,null,"https://www.ospel.pl/sites/all/pliki/import/image/podtynk/aria/ecru/lp-10u_m_27.jpg","https://www.ospel.pl/sites/all/pliki/import/image/rysunki/aria/laczniki.pdf",null,"10AX/250~, IP-20 zaciski bezgwintowe","","",null,null,null,"ECRU",null,"0.084 kg","71 mm","71 mm","25 mm",null,null,"2025-05-08",null,"https://www.ospel.pl/sites/all/pliki/import/image/schematy/lacznik_podwojny_schodowy.jpg","https://www.ospel.pl/sites/all/pliki/import/image/podtynk/aria/ecru/lp-10u_m_27.jpg","27.33.11.0","8536 50 07"]
[435,"ŁP-10U/m/33","Łącznik podwójny schodowy",35.6,1,"szt","PLN","23%","",4,null,null,null,null,"5907577484033",null,null,"ARIA",null,null,"",null,4,null,"https://www.ospel.pl/sites/all/pliki/import/image/podtynk/aria/czarny/lp-10u_m_33.jpg","https://www.ospel.pl/sites/all/pliki/import/image/rysunki/aria/laczniki.pdf",null,"10AX/250~, IP-20 zaciski bezgwintowe","","",null,null,null,"CZARNY METALIK",null,"0.084 kg","71 mm","71 mm","25 mm",null,null,"2025-05-08",null,"https://www.ospel.pl/sites/all/pliki/import/image/schematy/lacznik_podwojny_schodowy.jpg","https://www.ospel.pl/sites/all/pliki/import/image/podtynk/aria/czarny/lp-10u_m_33.jpg","27.33.11.0","8536 50 07"]
[436,"ŁP-10U/m/70","Łącznik podwójny schodowy",35.6,1,"szt","PLN","23%","",4,null,null,null,null,"5907577484927",null,null,"ARIA",null,null,"",null,4,null,"https://www.ospel.pl/sites/all/pliki/import/image/podtynk/aria/szary_mat/lp-10u_m_70.jpg","https://www.ospel.pl/sites/all/pliki/import/image/rysunki/aria/laczniki.pdf",null,"10AX/250~, IP-20 zaciski bezgwintowe","","",null,null,null,"SZARY MAT",null,"0.084 kg","71 mm","71 mm","25 mm",null,null,"2025-05-08",null,"https://www.ospel.pl/sites/all/pliki/import/image/schematy/lacznik_podwojny_schodowy.jpg","https://www.ospel.pl/sites/all/pliki/import/image/podtynk/aria/szary_mat/lp-10u_m_70.jpg","27.33.11.0","8536 50 07"]
[437,"ŁP-11U/m/00","Łącznik dwubiegunowy",25.1,1,"szt","PLN","23%","",10,null,null,null,null,"5907577482138",null,null,"ARIA",null,null,"",null,10,null,"https://www.ospel.pl/sites/all/pliki/import/image/podtynk/aria/bialy/lp-11u_m_00.jpg","https://www.ospel.pl/sites/all/pliki/import/image/rysunki/aria/laczniki.pdf",null,"10AX/250~, IP-20 zaciski bezgwintowe","","",null,null,null,"BIAŁY",null,"0.075 kg","71 mm","71 mm","25 mm",null,null,"2025-05-08",null,"https://www.ospel.pl/sites/all/pliki/import/image/schematy/lacznik_dwubiegunowy.jpg","https://www.ospel.pl/sites/all/pliki/import/image/podtynk/aria/bialy/lp-11u_m_00.jpg","27.33.11.0","8536 50 07"]
[438,"ŁP-11U/m/18","Łącznik dwubiegunowy",30.2,1,"szt","PLN","23%","",4,null,null,null,null,"5907577483111",null,null,"ARIA",null,null,"",null,4,null,"https://www.ospel.pl/sites/all/pliki/import/image/podtynk/aria/srebro/lp-11u_m_18.jpg","https://www.ospel.pl/sites/all/pliki/import/image/rysunki/aria/laczniki.pdf",null,"10AX/250~, IP-20 zaciski bezgwintowe","","",null,null,null,"SREBRO",null,"0.075 kg","71 mm","71 mm","25 mm",null,null,"2025-05-08",null,"https://www.ospel.pl/sites/all/pliki/import/image/schematy/lacznik_dwubiegunowy.jpg","https://www.ospel.pl/sites/all/pliki/import/image/podtynk/aria/srebro/lp-11u_m_18.jpg","27.33.11.0","8536 50 07"]
[439,"ŁP-11U/m/27","Łącznik dwubiegunowy",25.1,1,"szt","PLN","23%","",10,null,null,null,null,"5907577491840",null,null,"ARIA",null,null,"",null,10,null,"https://www.ospel.pl/sites/all/pliki/import/image/podtynk/aria/ecru/lp-11u_m_27.jpg","https://www.ospel.pl/sites/all/pliki/import/image/rysunki/aria/laczniki.pdf",null,"10AX/250~, IP-20 zaciski bezgwintowe","","",null,null,null,"ECRU",null,"0.075 kg","71 mm","71 mm","25 mm",null,null,"2025-05-08",null,"https://www.ospel.pl/sites/all/pliki/import/image/schematy/lacznik_dwubiegunowy.jpg","https://www.ospel.pl/sites/all/pliki/import/image/podtynk/aria/ecru/lp-11u_m_27.jpg","27.33.11.0","8536 50 07"]
[440,"ŁP-11U/m/33","Łącznik dwubiegunowy",30.2,1,"szt","PLN","23%","",4,null,null,null,null,"5907577484002",null,null,"ARIA",null,null,"",null,4,null,"https://www.ospel.pl/sites/all/pliki/import/image/podtynk/aria/czarny/lp-11u_m_33.jpg","https://www.ospel.pl/sites/all/pliki/import/image/rysunki/aria/laczniki.pdf",null,"10AX/250~, IP-20 zaciski bezgwintowe","","",null,null,null,"CZARNY METALIK",null,"0.075 kg","71 mm","71 mm","25 mm",null,null,"2025-05-08",null,"https://www.ospel.pl/sites/all/pliki/import/image/schematy/lacznik_dwubiegunowy.jpg","https://www.ospel.pl/sites/all/pliki/import/image/podtynk/aria/czarny/lp-11u_m_33.jpg","27.33.11.0","8536 50 07"]
[441,"ŁP-11U/m/70","Łącznik dwubiegunowy",30.2,1,"szt","PLN","23%","",4,null,null,null,null,"5907577484897",null,null,"ARIA",null,null,"",null,4,null,"https://www.ospel.pl/sites/all/pliki/import/image/podtynk/aria/szary_mat/lp-11u_m_70.jpg","https://www.ospel.pl/sites/all/pliki/import/image/rysunki/aria/laczniki.pdf",null,"10AX/250~, IP-20 zaciski bezgwintowe","","",null,null,null,"SZARY MAT",null,"0.075 kg","71 mm","71 mm","25 mm",null,null,"2025-05-08",null,"https://www.ospel.pl/sites/all/pliki/import/image/schematy/lacznik_dwubiegunowy.jpg","https://www.ospel.pl/sites/all/pliki/import/image/podtynk/aria/szary_mat/lp-11u_m_70.jpg","27.33.11.0","8536 50 07"]
[442,"ŁP-12US/m/00","Łącznik kontrolny z podświetleniem pomarańczowym",27.7,1,"szt","PLN","23%","",10,null,null,null,null,"5907577482145",null,null,"ARIA",null,null,"",null,10,null,"https://www.ospel.pl/sites/all/pliki/import/image/podtynk/aria/bialy/lp-12us_m_00.jpg","https://www.ospel.pl/sites/all/pliki/import/image/rysunki/aria/laczniki.pdf",null,"10AX/250~, IP-20 zaciski bezgwintowe","","",null,null,null,"BIAŁY",null,"","71 mm","71 mm","25 mm",null,null,"2025-05-08",null,"","https://www.ospel.pl/sites/all/pliki/import/image/podtynk/aria/bialy/lp-12us_m_00.jpg","27.33.11.0","8536 50 07"]
[443,"ŁP-12US/m/18","Łącznik kontrolny z podświetleniem niebieskim",32.700000000000003,1,"szt","PLN","23%","",4,null,null,null,null,"5907577483128",null,null,"ARIA",null,null,"",null,4,null,"https://www.ospel.pl/sites/all/pliki/import/image/podtynk/aria/srebro/lp-12us_m_18.jpg","https://www.ospel.pl/sites/all/pliki/import/image/rysunki/aria/laczniki.pdf",null,"10AX/250~, IP-20 zaciski bezgwintowe","","",null,null,null,"SREBRO",null,"","71 mm","71 mm","25 mm",null,null,"2025-05-08",null,"","https://www.ospel.pl/sites/all/pliki/import/image/podtynk/aria/srebro/lp-12us_m_18.jpg","27.33.11.0","8536 50 07"]
[444,"ŁP-12US/m/27","Łącznik kontrolny z podświetleniem pomarańczowym",27.7,1,"szt","PLN","23%","",10,null,null,null,null,"5907577491857",null,null,"ARIA",null,null,"",null,10,null,"https://www.ospel.pl/sites/all/pliki/import/image/podtynk/aria/ecru/lp-12us_m_27.jpg","https://www.ospel.pl/sites/all/pliki/import/image/rysunki/aria/laczniki.pdf",null,"10AX/250~, IP-20 zaciski bezgwintowe","","",null,null,null,"ECRU",null,"","71 mm","71 mm","25 mm",null,null,"2025-05-08",null,"","https://www.ospel.pl/sites/all/pliki/import/image/podtynk/aria/ecru/lp-12us_m_27.jpg","27.33.11.0","8536 50 07"]
[445,"ŁP-12US/m/33","Łącznik kontrolny z podświetleniem niebieskim",32.700000000000003,1,"szt","PLN","23%","",4,null,null,null,null,"5907577484019",null,null,"ARIA",null,null,"",null,4,null,"https://www.ospel.pl/sites/all/pliki/import/image/podtynk/aria/czarny/lp-12us_m_33.jpg","https://www.ospel.pl/sites/all/pliki/import/image/rysunki/aria/laczniki.pdf",null,"10AX/250~, IP-20 zaciski bezgwintowe","","",null,null,null,"CZARNY METALIK",null,"","71 mm","71 mm","25 mm",null,null,"2025-05-08",null,"","https://www.ospel.pl/sites/all/pliki/import/image/podtynk/aria/czarny/lp-12us_m_33.jpg","27.33.11.0","8536 50 07"]
[446,"ŁP-12US/m/70","Łącznik kontrolny z podświetleniem niebieskim",32.700000000000003,1,"szt","PLN","23%","",4,null,null,null,null,"5907577484903",null,null,"ARIA",null,null,"",null,4,null,"https://www.ospel.pl/sites/all/pliki/import/image/podtynk/aria/szary_mat/lp-12us_m_70.jpg","https://www.ospel.pl/sites/all/pliki/import/image/rysunki/aria/laczniki.pdf",null,"10AX/250~, IP-20 zaciski bezgwintowe","","",null,null,null,"SZARY MAT",null,"","71 mm","71 mm","25 mm",null,null,"2025-05-08",null,"","https://www.ospel.pl/sites/all/pliki/import/image/podtynk/aria/szary_mat/lp-12us_m_70.jpg","27.33.11.0","8536 50 07"]
[447,"ŁP-13U/m/00","Łącznik potrójny",33.6,1,"szt","PLN","23%","",10,null,null,null,null,"5907577482183",null,null,"ARIA",null,null,"",null,10,null,"https://www.ospel.pl/sites/all/pliki/import/image/podtynk/aria/bialy/lp-13u_m_00.jpg","https://www.ospel.pl/sites/all/pliki/import/image/rysunki/aria/laczniki.pdf",null,"10AX/250~, IP-20 zaciski bezgwintowe","","",null,null,null,"BIAŁY",null,"","71 mm","71 mm","25 mm",null,null,"2025-05-08",null,"","https://www.ospel.pl/sites/all/pliki/import/image/podtynk/aria/bialy/lp-13u_m_00.jpg","27.33.11.0","8536 50 07"]
[448,"ŁP-13U/m/18","Łącznik potrójny",43.2,1,"szt","PLN","23%","",4,null,null,null,null,"5907577483166",null,null,"ARIA",null,null,"",null,4,null,"https://www.ospel.pl/sites/all/pliki/import/image/podtynk/aria/srebro/lp-13u_m_18.jpg","https://www.ospel.pl/sites/all/pliki/import/image/rysunki/aria/laczniki.pdf",null,"10AX/250~, IP-20 zaciski bezgwintowe","","",null,null,null,"SREBRO",null,"","71 mm","71 mm","25 mm",null,null,"2025-05-08",null,"","https://www.ospel.pl/sites/all/pliki/import/image/podtynk/aria/srebro/lp-13u_m_18.jpg","27.33.11.0","8536 50 07"]
[449,"ŁP-13U/m/27","Łącznik potrójny",33.6,1,"szt","PLN","23%","",10,null,null,null,null,"5907577491895",null,null,"ARIA",null,null,"",null,10,null,"https://www.ospel.pl/sites/all/pliki/import/image/podtynk/aria/ecru/lp-13u_m_27.jpg","https://www.ospel.pl/sites/all/pliki/import/image/rysunki/aria/laczniki.pdf",null,"10AX/250~, IP-20 zaciski bezgwintowe","","",null,null,null,"ECRU",null,"","71 mm","71 mm","25 mm",null,null,"2025-05-08",null,"","https://www.ospel.pl/sites/all/pliki/import/image/podtynk/aria/ecru/lp-13u_m_27.jpg","27.33.11.0","8536 50 07"]
[450,"ŁP-13U/m/33","Łącznik potrójny",43.2,1,"szt","PLN","23%","",4,null,null,null,null,"5907577484057",null,null,"ARIA",null,null,"",null,4,null,"https://www.ospel.pl/sites/all/pliki/import/image/podtynk/aria/czarny/lp-13u_m_33.jpg","https://www.ospel.pl/sites/all/pliki/import/image/rysunki/aria/laczniki.pdf",null,"10AX/250~, IP-20 zaciski bezgwintowe","","",null,null,null,"CZARNY METALIK",null,"","71 mm","71 mm","25 mm",null,null,"2025-05-08",null,"","https://www.ospel.pl/sites/all/pliki/import/image/podtynk/aria/czarny/lp-13u_m_33.jpg","27.33.11.0","8536 50 07"]
[451,"ŁP-13U/m/70","Łącznik potrójny",43.2,1,"szt","PLN","23%","",4,null,null,null,null,"5907577484941",null,null,"ARIA",null,null,"",null,4,null,"https://www.ospel.pl/sites/all/pliki/import/image/podtynk/aria/szary_mat/lp-13u_m_70.jpg","https://www.ospel.pl/sites/all/pliki/import/image/rysunki/aria/laczniki.pdf",null,"10AX/250~, IP-20 zaciski bezgwintowe","","",null,null,null,"SZARY MAT",null,"","71 mm","71 mm","25 mm",null,null,"2025-05-08",null,"","https://www.ospel.pl/sites/all/pliki/import/image/podtynk/aria/szary_mat/lp-13u_m_70.jpg","27.33.11.0","8536 50 07"]
[452,"ŁP-15US/m/00","Łącznik hotelowy z podświetleniem pomarańczowym",115.5,1,"szt","PLN","23%","",5,null,null,null,null,"5907577482732",null,null,"ARIA",null,null,"",null,5,null,"https://www.ospel.pl/sites/all/pliki/import/image/podtynk/aria/bialy/lp-15us_m_00.jpg","https://www.ospel.pl/sites/all/pliki/import/image/rysunki/aria/lacznik_hotel.pdf",null,"16A230~, IP-20, zaciski gwintowe","","Tylko na zamówienie",null,null,null,"BIAŁY",null,"","71 mm","71 mm","32 mm",null,null,"2025-05-08",null,"","https://www.ospel.pl/sites/all/pliki/import/image/podtynk/aria/bialy/lp-15us_m_00.jpg","27.33.11.0","8536 50 05"]
[453,"ŁP-15US/m/18","Łącznik hotelowy z podświetleniem pomarańczowym",120,1,"szt","PLN","23%","",5,null,null,null,null,"5907577483692",null,null,"ARIA",null,null,"",null,5,null,"https://www.ospel.pl/sites/all/pliki/import/image/podtynk/aria/srebro/lp-15us_m_18.jpg","https://www.ospel.pl/sites/all/pliki/import/image/rysunki/aria/lacznik_hotel.pdf",null,"16A230~, IP-20, zaciski gwintowe","","Tylko na zamówienie",null,null,null,"SREBRO",null,"","71 mm","71 mm","32 mm",null,null,"2025-05-08",null,"","https://www.ospel.pl/sites/all/pliki/import/image/podtynk/aria/srebro/lp-15us_m_18.jpg","27.33.11.0","8536 50 05"]
[454,"ŁP-15US/m/27","Łącznik hotelowy z podświetleniem pomarańczowym",115.5,1,"szt","PLN","23%","",5,null,null,null,null,"5907577492441",null,null,"ARIA",null,null,"",null,5,null,"https://www.ospel.pl/sites/all/pliki/import/image/podtynk/aria/ecru/lp-15us_m_27.jpg","https://www.ospel.pl/sites/all/pliki/import/image/rysunki/aria/lacznik_hotel.pdf",null,"16A230~, IP-20, zaciski gwintowe","","Tylko na zamówienie",null,null,null,"ECRU",null,"","71 mm","71 mm","32 mm",null,null,"2025-05-08",null,"","https://www.ospel.pl/sites/all/pliki/import/image/podtynk/aria/ecru/lp-15us_m_27.jpg","27.33.11.0","8536 50 05"]
[455,"ŁP-15US/m/33","Łącznik hotelowy z podświetleniem pomarańczowym",120,1,"szt","PLN","23%","",5,null,null,null,null,"5907577484583",null,null,"ARIA",null,null,"",null,5,null,"https://www.ospel.pl/sites/all/pliki/import/image/podtynk/aria/czarny/lp-15us_m_33.jpg","https://www.ospel.pl/sites/all/pliki/import/image/rysunki/aria/lacznik_hotel.pdf",null,"16A230~, IP-20, zaciski gwintowe","","Tylko na zamówienie",null,null,null,"CZARNY METALIK",null,"","71 mm","71 mm","32 mm",null,null,"2025-05-08",null,"","https://www.ospel.pl/sites/all/pliki/import/image/podtynk/aria/czarny/lp-15us_m_33.jpg","27.33.11.0","8536 50 05"]
[456,"ŁP-15US/m/70","Łącznik hotelowy z podświetleniem pomarańczowym",120,1,"szt","PLN","23%","",5,null,null,null,null,"5907577485474",null,null,"ARIA",null,null,"",null,5,null,"https://www.ospel.pl/sites/all/pliki/import/image/podtynk/aria/szary_mat/lp-15us_m_70.jpg","https://www.ospel.pl/sites/all/pliki/import/image/rysunki/aria/lacznik_hotel.pdf",null,"16A230~, IP-20, zaciski gwintowe","","Tylko na zamówienie",null,null,null,"SZARY MAT",null,"","71 mm","71 mm","32 mm",null,null,"2025-05-08",null,"","https://www.ospel.pl/sites/all/pliki/import/image/podtynk/aria/szary_mat/lp-15us_m_70.jpg","27.33.11.0","8536 50 05"]
[457,"ŁP-16U/m/00","Elektroniczny czujnik ruchu",263.3,1,"szt","PLN","23%","",5,null,null,null,null,"5907577482749",null,null,"ARIA",null,null,"",null,5,null,"https://www.ospel.pl/sites/all/pliki/import/image/podtynk/aria/bialy/lp-16u_m_00.jpg","https://www.ospel.pl/sites/all/pliki/import/image/rysunki/aria/czujnik_ruchu.pdf",null,"Zasięg działania do 7 metrów","","Tylko na zamówienie",null,null,null,"BIAŁY",null,"","71 mm","71 mm","31 mm",null,null,"2025-05-08",null,"","https://www.ospel.pl/sites/all/pliki/import/image/podtynk/aria/bialy/lp-16u_m_00.jpg","27.33.11.0","8536 50 05"]
[458,"ŁP-16U/m/18","Elektroniczny czujnik ruchu",278.60000000000002,1,"szt","PLN","23%","",5,null,null,null,null,"5907577483708",null,null,"ARIA",null,null,"",null,5,null,"https://www.ospel.pl/sites/all/pliki/import/image/podtynk/aria/srebro/lp-16u_m_18.jpg","https://www.ospel.pl/sites/all/pliki/import/image/rysunki/aria/czujnik_ruchu.pdf",null,"Zasięg działania do 7 metrów","","Tylko na zamówienie",null,null,null,"SREBRO",null,"","71 mm","71 mm","31 mm",null,null,"2025-05-08",null,"","https://www.ospel.pl/sites/all/pliki/import/image/podtynk/aria/srebro/lp-16u_m_18.jpg","27.33.11.0","8536 50 05"]
[459,"ŁP-16U/m/27","Elektroniczny czujnik ruchu",263.3,1,"szt","PLN","23%","",5,null,null,null,null,"5907577492458",null,null,"ARIA",null,null,"",null,5,null,"https://www.ospel.pl/sites/all/pliki/import/image/podtynk/aria/ecru/lp-16u_m_27.jpg","https://www.ospel.pl/sites/all/pliki/import/image/rysunki/aria/czujnik_ruchu.pdf",null,"Zasięg działania do 7 metrów","","Tylko na zamówienie",null,null,null,"ECRU",null,"","71 mm","71 mm","31 mm",null,null,"2025-05-08",null,"","https://www.ospel.pl/sites/all/pliki/import/image/podtynk/aria/ecru/lp-16u_m_27.jpg","27.33.11.0","8536 50 05"]
[460,"ŁP-16U/m/33","Elektroniczny czujnik ruchu",278.60000000000002,1,"szt","PLN","23%","",5,null,null,null,null,"5907577484590",null,null,"ARIA",null,null,"",null,5,null,"https://www.ospel.pl/sites/all/pliki/import/image/podtynk/aria/czarny/lp-16u_m_33.jpg","https://www.ospel.pl/sites/all/pliki/import/image/rysunki/aria/czujnik_ruchu.pdf",null,"Zasięg działania do 7 metrów","","Tylko na zamówienie",null,null,null,"CZARNY METALIK",null,"","71 mm","71 mm","31 mm",null,null,"2025-05-08",null,"","https://www.ospel.pl/sites/all/pliki/import/image/podtynk/aria/czarny/lp-16u_m_33.jpg","27.33.11.0","8536 50 05"]
[461,"ŁP-16U/m/70","Elektroniczny czujnik ruchu",278.60000000000002,1,"szt","PLN","23%","",5,null,null,null,null,"5907577485481",null,null,"ARIA",null,null,"",null,5,null,"https://www.ospel.pl/sites/all/pliki/import/image/podtynk/aria/szary_mat/lp-16u_m_70.jpg","https://www.ospel.pl/sites/all/pliki/import/image/rysunki/aria/czujnik_ruchu.pdf",null,"Zasięg działania do 7 metrów","","Tylko na zamówienie",null,null,null,"SZARY MAT",null,"","71 mm","71 mm","31 mm",null,null,"2025-05-08",null,"","https://www.ospel.pl/sites/all/pliki/import/image/podtynk/aria/szary_mat/lp-16u_m_70.jpg","27.33.11.0","8536 50 05"]
[462,"ŁP-17U/m/00","Łącznik podwójny zwierny",30.5,1,"szt","PLN","23%","",10,null,null,null,null,"5907577482176",null,null,"ARIA",null,null,"",null,10,null,"https://www.ospel.pl/sites/all/pliki/import/image/podtynk/aria/bialy/lp-2u_m_00.jpg","https://www.ospel.pl/sites/all/pliki/import/image/rysunki/aria/laczniki.pdf",null,"10AX/250~, IP-20 zaciski bezgwintowe","","",null,null,null,"BIAŁY",null,"0.076 kg","71 mm","71 mm","25 mm",null,null,"2025-05-08",null,"","https://www.ospel.pl/sites/all/pliki/import/image/podtynk/aria/bialy/lp-2u_m_00.jpg","27.33.11.0","8536 50 07"]
[463,"ŁP-17U/m/18","Łącznik podwójny zwierny",38.700000000000003,1,"szt","PLN","23%","",4,null,null,null,null,"5907577483159",null,null,"ARIA",null,null,"",null,4,null,"https://www.ospel.pl/sites/all/pliki/import/image/podtynk/aria/srebro/lp-17u_m_18.jpg","https://www.ospel.pl/sites/all/pliki/import/image/rysunki/aria/laczniki.pdf",null,"10AX/250~, IP-20 zaciski bezgwintowe","","",null,null,null,"SREBRO",null,"0.076 kg","71 mm","71 mm","25 mm",null,null,"2025-05-08",null,"","https://www.ospel.pl/sites/all/pliki/import/image/podtynk/aria/srebro/lp-17u_m_18.jpg","27.33.11.0","8536 50 07"]
[464,"ŁP-17U/m/27","Łącznik podwójny zwierny",30.5,1,"szt","PLN","23%","",10,null,null,null,null,"5907577491888",null,null,"ARIA",null,null,"",null,10,null,"https://www.ospel.pl/sites/all/pliki/import/image/podtynk/aria/ecru/lp-17u_m_27.jpg","https://www.ospel.pl/sites/all/pliki/import/image/rysunki/aria/laczniki.pdf",null,"10AX/250~, IP-20 zaciski bezgwintowe","","",null,null,null,"ECRU",null,"0.076 kg","71 mm","71 mm","25 mm",null,null,"2025-05-08",null,"","https://www.ospel.pl/sites/all/pliki/import/image/podtynk/aria/ecru/lp-17u_m_27.jpg","27.33.11.0","8536 50 07"]
[465,"ŁP-17U/m/33","Łącznik podwójny zwierny",38.700000000000003,1,"szt","PLN","23%","",4,null,null,null,null,"5907577484040",null,null,"ARIA",null,null,"",null,4,null,"https://www.ospel.pl/sites/all/pliki/import/image/podtynk/aria/czarny/lp-17u_m_33.jpg","https://www.ospel.pl/sites/all/pliki/import/image/rysunki/aria/laczniki.pdf",null,"10AX/250~, IP-20 zaciski bezgwintowe","","",null,null,null,"CZARNY METALIK",null,"0.076 kg","71 mm","71 mm","25 mm",null,null,"2025-05-08",null,"","https://www.ospel.pl/sites/all/pliki/import/image/podtynk/aria/czarny/lp-17u_m_33.jpg","27.33.11.0","8536 50 07"]
[466,"ŁP-17U/m/70","Łącznik podwójny zwierny",38.700000000000003,1,"szt","PLN","23%","",4,null,null,null,null,"5907577484934",null,null,"ARIA",null,null,"",null,4,null,"https://www.ospel.pl/sites/all/pliki/import/image/podtynk/aria/szary_mat/lp-17u_m_70.jpg","https://www.ospel.pl/sites/all/pliki/import/image/rysunki/aria/laczniki.pdf",null,"10AX/250~, IP-20 zaciski bezgwintowe","","",null,null,null,"SZARY MAT",null,"0.076 kg","71 mm","71 mm","25 mm",null,null,"2025-05-08",null,"","https://www.ospel.pl/sites/all/pliki/import/image/podtynk/aria/szary_mat/lp-17u_m_70.jpg","27.33.11.0","8536 50 07"]
[467,"ŁP-19U/m/00","Łącznik podwójny krzyżowy",53.9,1,"szt","PLN","23%","",10,null,null,null,null,"5906729017327",null,null,"ARIA",null,null,"",null,10,null,"https://www.ospel.pl/sites/all/pliki/import/image/podtynk/aria/bialy/lp-2u_m_00.jpg","https://www.ospel.pl/sites/all/pliki/import/image/rysunki/aria/laczniki.pdf",null,"10AX250~, IP-20 zaciski gwintowe","","",null,null,null,"BIAŁY",null,"","71 mm","71 mm","25 mm",null,null,"2025-05-08",null,"","https://www.ospel.pl/sites/all/pliki/import/image/podtynk/aria/bialy/lp-2u_m_00.jpg","27.33.11.0","8536 50 07"]
[468,"ŁP-19U/m/18","Łącznik podwójny krzyżowy",60.8,1,"szt","PLN","23%","",4,null,null,null,null,"5906729017334",null,null,"ARIA",null,null,"",null,4,null,"https://www.ospel.pl/sites/all/pliki/import/image/podtynk/aria/srebro/lp-2u_m_18.jpg","https://www.ospel.pl/sites/all/pliki/import/image/rysunki/aria/laczniki.pdf",null,"10AX250~, IP-20 zaciski gwintowe","","",null,null,null,"SREBRO",null,"","71 mm","71 mm","25 mm",null,null,"2025-05-08",null,"","https://www.ospel.pl/sites/all/pliki/import/image/podtynk/aria/srebro/lp-2u_m_18.jpg","27.33.11.0","8536 50 07"]
[469,"ŁP-19U/m/27","Łącznik podwójny krzyżowy",53.9,1,"szt","PLN","23%","",10,null,null,null,null,"5906729017341",null,null,"ARIA",null,null,"",null,10,null,"https://www.ospel.pl/sites/all/pliki/import/image/podtynk/aria/ecru/lp-2u_m_27.jpg","https://www.ospel.pl/sites/all/pliki/import/image/rysunki/aria/laczniki.pdf",null,"10AX250~, IP-20 zaciski gwintowe","","",null,null,null,"ECRU",null,"","71 mm","71 mm","25 mm",null,null,"2025-05-08",null,"","https://www.ospel.pl/sites/all/pliki/import/image/podtynk/aria/ecru/lp-2u_m_27.jpg","27.33.11.0","8536 50 07"]
[470,"ŁP-19U/m/33","Łącznik podwójny krzyżowy",60.8,1,"szt","PLN","23%","",4,null,null,null,null,"5906729017358",null,null,"ARIA",null,null,"",null,4,null,"https://www.ospel.pl/sites/all/pliki/import/image/podtynk/aria/czarny/lp-2u_m_33.jpg","https://www.ospel.pl/sites/all/pliki/import/image/rysunki/aria/laczniki.pdf",null,"10AX250~, IP-20 zaciski gwintowe","","",null,null,null,"CZARNY METALIK",null,"","71 mm","71 mm","25 mm",null,null,"2025-05-08",null,"","https://www.ospel.pl/sites/all/pliki/import/image/podtynk/aria/czarny/lp-2u_m_33.jpg","27.33.11.0","8536 50 07"]
[471,"ŁP-19U/m/70","Łącznik podwójny krzyżowy",60.8,1,"szt","PLN","23%","",4,null,null,null,null,"5906729017365",null,null,"ARIA",null,null,"",null,4,null,"https://www.ospel.pl/sites/all/pliki/import/image/podtynk/aria/szary_mat/lp-2u_m_70.jpg","https://www.ospel.pl/sites/all/pliki/import/image/rysunki/aria/laczniki.pdf",null,"10AX250~, IP-20 zaciski gwintowe","","",null,null,null,"SZARY MAT",null,"","71 mm","71 mm","25 mm",null,null,"2025-05-08",null,"","https://www.ospel.pl/sites/all/pliki/import/image/podtynk/aria/szary_mat/lp-2u_m_70.jpg","27.33.11.0","8536 50 07"]
[472,"ŁP-1U/m/00","Łącznik jednobiegunowy",18.3,1,"szt","PLN","23%","",10,null,null,null,null,"5907577482046",null,null,"ARIA",null,null,"",null,10,null,"https://www.ospel.pl/sites/all/pliki/import/image/podtynk/aria/bialy/lp-1u_m_00.jpg","https://www.ospel.pl/sites/all/pliki/import/image/rysunki/aria/laczniki.pdf",null,"10AX/250~, IP-20 zaciski bezgwintowe","","",null,null,null,"BIAŁY",null,"0.076 kg","71 mm","71 mm","25 mm",null,null,"2025-05-08",null,"","https://www.ospel.pl/sites/all/pliki/import/image/podtynk/aria/bialy/lp-1u_m_00.jpg","27.33.11.0","8536 50 07"]
[473,"ŁP-1U/m/18","Łącznik jednobiegunowy",27.4,1,"szt","PLN","23%","",4,null,null,null,null,"5907577483029",null,null,"ARIA",null,null,"",null,4,null,"https://www.ospel.pl/sites/all/pliki/import/image/podtynk/aria/srebro/lp-1u_m_18.jpg","https://www.ospel.pl/sites/all/pliki/import/image/rysunki/aria/laczniki.pdf",null,"10AX/250~, IP-20 zaciski bezgwintowe","","",null,null,null,"SREBRO",null,"0.076 kg","71 mm","71 mm","25 mm",null,null,"2025-05-08",null,"","https://www.ospel.pl/sites/all/pliki/import/image/podtynk/aria/srebro/lp-1u_m_18.jpg","27.33.11.0","8536 50 07"]
[474,"ŁP-1U/m/27","Łącznik jednobiegunowy",18.3,1,"szt","PLN","23%","",10,null,null,null,null,"5907577491758",null,null,"ARIA",null,null,"",null,10,null,"https://www.ospel.pl/sites/all/pliki/import/image/podtynk/aria/ecru/lp-1u_m_27.jpg","https://www.ospel.pl/sites/all/pliki/import/image/rysunki/aria/laczniki.pdf",null,"10AX/250~, IP-20 zaciski bezgwintowe","","",null,null,null,"ECRU",null,"0.076 kg","71 mm","71 mm","25 mm",null,null,"2025-05-08",null,"","https://www.ospel.pl/sites/all/pliki/import/image/podtynk/aria/ecru/lp-1u_m_27.jpg","27.33.11.0","8536 50 07"]
[475,"ŁP-1U/m/33","Łącznik jednobiegunowy",27.4,1,"szt","PLN","23%","",4,null,null,null,null,"5907577483913",null,null,"ARIA",null,null,"",null,4,null,"https://www.ospel.pl/sites/all/pliki/import/image/podtynk/aria/czarny/lp-1u_m_33.jpg","https://www.ospel.pl/sites/all/pliki/import/image/rysunki/aria/laczniki.pdf",null,"10AX/250~, IP-20 zaciski bezgwintowe","","",null,null,null,"CZARNY METALIK",null,"0.076 kg","71 mm","71 mm","25 mm",null,null,"2025-05-08",null,"","https://www.ospel.pl/sites/all/pliki/import/image/podtynk/aria/czarny/lp-1u_m_33.jpg","27.33.11.0","8536 50 07"]
[476,"ŁP-1U/m/70","Łącznik jednobiegunowy",27.4,1,"szt","PLN","23%","",4,null,null,null,null,"5907577484804",null,null,"ARIA",null,null,"",null,4,null,"https://www.ospel.pl/sites/all/pliki/import/image/podtynk/aria/szary_mat/lp-1u_m_70.jpg","https://www.ospel.pl/sites/all/pliki/import/image/rysunki/aria/laczniki.pdf",null,"10AX/250~, IP-20 zaciski bezgwintowe","","",null,null,null,"SZARY MAT",null,"0.076 kg","71 mm","71 mm","25 mm",null,null,"2025-05-08",null,"","https://www.ospel.pl/sites/all/pliki/import/image/podtynk/aria/szary_mat/lp-1u_m_70.jpg","27.33.11.0","8536 50 07"]
[477,"ŁP-21U/m/00","Łącznik zwierny",19.399999999999999,1,"szt","PLN","23%","",10,null,null,null,null,"5907577482107",null,null,"ARIA",null,null,"",null,10,null,"https://www.ospel.pl/sites/all/pliki/import/image/podtynk/aria/bialy/lp-21u_m_00.jpg","https://www.ospel.pl/sites/all/pliki/import/image/rysunki/aria/laczniki.pdf",null,"10AX/250~, IP-20 zaciski bezgwintowe","","",null,null,null,"BIAŁY",null,"0.071 kg","71 mm","71 mm","25 mm",null,null,"2025-05-08",null,"","https://www.ospel.pl/sites/all/pliki/import/image/podtynk/aria/bialy/lp-21u_m_00.jpg","27.33.11.0","8536 50 07"]
[478,"ŁP-21U/m/18","Łącznik zwierny",28.8,1,"szt","PLN","23%","",4,null,null,null,null,"5907577483081",null,null,"ARIA",null,null,"",null,4,null,"https://www.ospel.pl/sites/all/pliki/import/image/podtynk/aria/srebro/lp-21u_m_18.jpg","https://www.ospel.pl/sites/all/pliki/import/image/rysunki/aria/laczniki.pdf",null,"10AX/250~, IP-20 zaciski bezgwintowe","","",null,null,null,"SREBRO",null,"0.071 kg","71 mm","71 mm","25 mm",null,null,"2025-05-08",null,"","https://www.ospel.pl/sites/all/pliki/import/image/podtynk/aria/srebro/lp-21u_m_18.jpg","27.33.11.0","8536 50 07"]
[479,"ŁP-21U/m/27","Łącznik zwierny",19.399999999999999,1,"szt","PLN","23%","",10,null,null,null,null,"5907577491819",null,null,"ARIA",null,null,"",null,10,null,"https://www.ospel.pl/sites/all/pliki/import/image/podtynk/aria/ecru/lp-21u_m_27.jpg","https://www.ospel.pl/sites/all/pliki/import/image/rysunki/aria/laczniki.pdf",null,"10AX/250~, IP-20 zaciski bezgwintowe","","",null,null,null,"ECRU",null,"0.071 kg","71 mm","71 mm","25 mm",null,null,"2025-05-08",null,"","https://www.ospel.pl/sites/all/pliki/import/image/podtynk/aria/ecru/lp-21u_m_27.jpg","27.33.11.0","8536 50 07"]
[480,"ŁP-21U/m/33","Łącznik zwierny",28.8,1,"szt","PLN","23%","",4,null,null,null,null,"5907577483975",null,null,"ARIA",null,null,"",null,4,null,"https://www.ospel.pl/sites/all/pliki/import/image/podtynk/aria/czarny/lp-21u_m_33.jpg","https://www.ospel.pl/sites/all/pliki/import/image/rysunki/aria/laczniki.pdf",null,"10AX/250~, IP-20 zaciski bezgwintowe","","",null,null,null,"CZARNY METALIK",null,"0.071 kg","71 mm","71 mm","25 mm",null,null,"2025-05-08",null,"","https://www.ospel.pl/sites/all/pliki/import/image/podtynk/aria/czarny/lp-21u_m_33.jpg","27.33.11.0","8536 50 07"]
[481,"ŁP-21U/m/70","Łącznik zwierny",28.8,1,"szt","PLN","23%","",4,null,null,null,null,"5907577484866",null,null,"ARIA",null,null,"",null,4,null,"https://www.ospel.pl/sites/all/pliki/import/image/podtynk/aria/szary_mat/lp-21u_m_70.jpg","https://www.ospel.pl/sites/all/pliki/import/image/rysunki/aria/laczniki.pdf",null,"10AX/250~, IP-20 zaciski bezgwintowe","","",null,null,null,"SZARY MAT",null,"0.071 kg","71 mm","71 mm","25 mm",null,null,"2025-05-08",null,"","https://www.ospel.pl/sites/all/pliki/import/image/podtynk/aria/szary_mat/lp-21u_m_70.jpg","27.33.11.0","8536 50 07"]
[482,"ŁP-24U/m/00","Łącznik potrójny zwierny",35.700000000000003,1,"szt","PLN","23%","",10,null,null,null,null,"5906729007854",null,null,"ARIA",null,null,"",null,10,null,"https://www.ospel.pl/sites/all/pliki/import/image/podtynk/aria/bialy/lp-13u_m_00.jpg","https://www.ospel.pl/sites/all/pliki/import/image/rysunki/aria/laczniki.pdf",null,"10AX/250~, IP-20 zaciski bezgwintowe","","",null,null,null,"BIAŁY",null,"","71 mm","71 mm","25 mm",null,null,"2025-05-08",null,"","https://www.ospel.pl/sites/all/pliki/import/image/podtynk/aria/bialy/lp-13u_m_00.jpg","27.33.11.0","8536 50 07"]
[483,"ŁP-24U/m/18","Łącznik potrójny zwierny",44.6,1,"szt","PLN","23%","",4,null,null,null,null,"5906729007861",null,null,"ARIA",null,null,"",null,4,null,"https://www.ospel.pl/sites/all/pliki/import/image/podtynk/aria/srebro/lp-13u_m_18.jpg","https://www.ospel.pl/sites/all/pliki/import/image/rysunki/aria/laczniki.pdf",null,"10AX/250~, IP-20 zaciski bezgwintowe","","",null,null,null,"SREBRO",null,"","71 mm","71 mm","25 mm",null,null,"2025-05-08",null,"","https://www.ospel.pl/sites/all/pliki/import/image/podtynk/aria/srebro/lp-13u_m_18.jpg","27.33.11.0","8536 50 07"]
[484,"ŁP-24U/m/27","Łącznik potrójny zwierny",35.700000000000003,1,"szt","PLN","23%","",10,null,null,null,null,"5906729007878",null,null,"ARIA",null,null,"",null,10,null,"https://www.ospel.pl/sites/all/pliki/import/image/podtynk/aria/ecru/lp-13u_m_27.jpg","https://www.ospel.pl/sites/all/pliki/import/image/rysunki/aria/laczniki.pdf",null,"10AX/250~, IP-20 zaciski bezgwintowe","","",null,null,null,"ECRU",null,"","71 mm","71 mm","25 mm",null,null,"2025-05-08",null,"","https://www.ospel.pl/sites/all/pliki/import/image/podtynk/aria/ecru/lp-13u_m_27.jpg","27.33.11.0","8536 50 07"]
[485,"ŁP-24U/m/33","Łącznik potrójny zwierny",44.6,1,"szt","PLN","23%","",4,null,null,null,null,"5906729007885",null,null,"ARIA",null,null,"",null,4,null,"https://www.ospel.pl/sites/all/pliki/import/image/podtynk/aria/czarny/lp-13u_m_33.jpg","https://www.ospel.pl/sites/all/pliki/import/image/rysunki/aria/laczniki.pdf",null,"10AX/250~, IP-20 zaciski bezgwintowe","","",null,null,null,"CZARNY METALIK",null,"","71 mm","71 mm","25 mm",null,null,"2025-05-08",null,"","https://www.ospel.pl/sites/all/pliki/import/image/podtynk/aria/czarny/lp-13u_m_33.jpg","27.33.11.0","8536 50 07"]
[486,"ŁP-24U/m/70","Łącznik potrójny zwierny",44.6,1,"szt","PLN","23%","",4,null,null,null,null,"5906729007892",null,null,"ARIA",null,null,"",null,4,null,"https://www.ospel.pl/sites/all/pliki/import/image/podtynk/aria/szary_mat/lp-13u_m_70.jpg","https://www.ospel.pl/sites/all/pliki/import/image/rysunki/aria/laczniki.pdf",null,"10AX/250~, IP-20 zaciski bezgwintowe","","",null,null,null,"SZARY MAT",null,"","71 mm","71 mm","25 mm",null,null,"2025-05-08",null,"","https://www.ospel.pl/sites/all/pliki/import/image/podtynk/aria/szary_mat/lp-13u_m_70.jpg","27.33.11.0","8536 50 07"]
[487,"ŁP-2U/m/00","Łącznik dwugrupowy świecznikowy",20.5,1,"szt","PLN","23%","",10,null,null,null,null,"5907577482053",null,null,"ARIA",null,null,"",null,10,null,"https://www.ospel.pl/sites/all/pliki/import/image/podtynk/aria/bialy/lp-2u_m_00.jpg","https://www.ospel.pl/sites/all/pliki/import/image/rysunki/aria/laczniki.pdf",null,"10AX/250~, IP-20 zaciski bezgwintowe","","",null,null,null,"BIAŁY",null,"0.084 kg","71 mm","71 mm","25 mm",null,null,"2025-05-08",null,"","https://www.ospel.pl/sites/all/pliki/import/image/podtynk/aria/bialy/lp-2u_m_00.jpg","27.33.11.0","8536 50 07"]
[488,"ŁP-2U/m/18","Łącznik dwugrupowy świecznikowy",31,1,"szt","PLN","23%","",4,null,null,null,null,"5907577483036",null,null,"ARIA",null,null,"",null,4,null,"https://www.ospel.pl/sites/all/pliki/import/image/podtynk/aria/srebro/lp-2u_m_18.jpg","https://www.ospel.pl/sites/all/pliki/import/image/rysunki/aria/laczniki.pdf",null,"10AX/250~, IP-20 zaciski bezgwintowe","","",null,null,null,"SREBRO",null,"0.084 kg","71 mm","71 mm","25 mm",null,null,"2025-05-08",null,"","https://www.ospel.pl/sites/all/pliki/import/image/podtynk/aria/srebro/lp-2u_m_18.jpg","27.33.11.0","8536 50 07"]
[489,"ŁP-2U/m/27","Łącznik dwugrupowy świecznikowy",20.5,1,"szt","PLN","23%","",10,null,null,null,null,"5907577491765",null,null,"ARIA",null,null,"",null,10,null,"https://www.ospel.pl/sites/all/pliki/import/image/podtynk/aria/ecru/lp-2u_m_27.jpg","https://www.ospel.pl/sites/all/pliki/import/image/rysunki/aria/laczniki.pdf",null,"10AX/250~, IP-20 zaciski bezgwintowe","","",null,null,null,"ECRU",null,"0.084 kg","71 mm","71 mm","25 mm",null,null,"2025-05-08",null,"","https://www.ospel.pl/sites/all/pliki/import/image/podtynk/aria/ecru/lp-2u_m_27.jpg","27.33.11.0","8536 50 07"]
[490,"ŁP-2U/m/33","Łącznik dwugrupowy świecznikowy",31,1,"szt","PLN","23%","",4,null,null,null,null,"5907577483920",null,null,"ARIA",null,null,"",null,4,null,"https://www.ospel.pl/sites/all/pliki/import/image/podtynk/aria/czarny/lp-2u_m_33.jpg","https://www.ospel.pl/sites/all/pliki/import/image/rysunki/aria/laczniki.pdf",null,"10AX/250~, IP-20 zaciski bezgwintowe","","",null,null,null,"CZARNY METALIK",null,"0.084 kg","71 mm","71 mm","25 mm",null,null,"2025-05-08",null,"","https://www.ospel.pl/sites/all/pliki/import/image/podtynk/aria/czarny/lp-2u_m_33.jpg","27.33.11.0","8536 50 07"]
[491,"ŁP-2U/m/70","Łącznik dwugrupowy świecznikowy",31,1,"szt","PLN","23%","",4,null,null,null,null,"5907577484811",null,null,"ARIA",null,null,"",null,4,null,"https://www.ospel.pl/sites/all/pliki/import/image/podtynk/aria/szary_mat/lp-2u_m_70.jpg","https://www.ospel.pl/sites/all/pliki/import/image/rysunki/aria/laczniki.pdf",null,"10AX/250~, IP-20 zaciski bezgwintowe","","",null,null,null,"SZARY MAT",null,"0.084 kg","71 mm","71 mm","25 mm",null,null,"2025-05-08",null,"","https://www.ospel.pl/sites/all/pliki/import/image/podtynk/aria/szary_mat/lp-2u_m_70.jpg","27.33.11.0","8536 50 07"]
[492,"ŁP-3U/m/00","Łącznik schodowy",20.6,1,"szt","PLN","23%","",10,null,null,null,null,"5907577482060",null,null,"ARIA",null,null,"",null,10,null,"https://www.ospel.pl/sites/all/pliki/import/image/podtynk/aria/bialy/lp-3u_m_00.jpg","https://www.ospel.pl/sites/all/pliki/import/image/rysunki/aria/laczniki.pdf",null,"10AX/250~, IP-20 zaciski bezgwintowe","","",null,null,null,"BIAŁY",null,"0.080 kg","71 mm","71 mm","25 mm",null,null,"2025-05-08",null,"","https://www.ospel.pl/sites/all/pliki/import/image/podtynk/aria/bialy/lp-3u_m_00.jpg","27.33.11.0","8536 50 07"]
[493,"ŁP-3U/m/18","Łącznik schodowy",29,1,"szt","PLN","23%","",4,null,null,null,null,"5907577483043",null,null,"ARIA",null,null,"",null,4,null,"https://www.ospel.pl/sites/all/pliki/import/image/podtynk/aria/srebro/lp-3u_m_18.jpg","https://www.ospel.pl/sites/all/pliki/import/image/rysunki/aria/laczniki.pdf",null,"10AX/250~, IP-20 zaciski bezgwintowe","","",null,null,null,"SREBRO",null,"0.080 kg","71 mm","71 mm","25 mm",null,null,"2025-05-08",null,"","https://www.ospel.pl/sites/all/pliki/import/image/podtynk/aria/srebro/lp-3u_m_18.jpg","27.33.11.0","8536 50 07"]
[494,"ŁP-3U/m/27","Łącznik schodowy",20.6,1,"szt","PLN","23%","",10,null,null,null,null,"5907577491772",null,null,"ARIA",null,null,"",null,10,null,"https://www.ospel.pl/sites/all/pliki/import/image/podtynk/aria/ecru/lp-3u_m_27.jpg","https://www.ospel.pl/sites/all/pliki/import/image/rysunki/aria/laczniki.pdf",null,"10AX/250~, IP-20 zaciski bezgwintowe","","",null,null,null,"ECRU",null,"0.080 kg","71 mm","71 mm","25 mm",null,null,"2025-05-08",null,"","https://www.ospel.pl/sites/all/pliki/import/image/podtynk/aria/ecru/lp-3u_m_27.jpg","27.33.11.0","8536 50 07"]
[495,"ŁP-3U/m/33","Łącznik schodowy",29,1,"szt","PLN","23%","",4,null,null,null,null,"5907577483937",null,null,"ARIA",null,null,"",null,4,null,"https://www.ospel.pl/sites/all/pliki/import/image/podtynk/aria/czarny/lp-3u_m_33.jpg","https://www.ospel.pl/sites/all/pliki/import/image/rysunki/aria/laczniki.pdf",null,"10AX/250~, IP-20 zaciski bezgwintowe","","",null,null,null,"CZARNY METALIK",null,"0.080 kg","71 mm","71 mm","25 mm",null,null,"2025-05-08",null,"","https://www.ospel.pl/sites/all/pliki/import/image/podtynk/aria/czarny/lp-3u_m_33.jpg","27.33.11.0","8536 50 07"]
[496,"ŁP-3U/m/70","Łącznik schodowy",29,1,"szt","PLN","23%","",4,null,null,null,null,"5907577484828",null,null,"ARIA",null,null,"",null,4,null,"https://www.ospel.pl/sites/all/pliki/import/image/podtynk/aria/szary_mat/lp-3u_m_70.jpg","https://www.ospel.pl/sites/all/pliki/import/image/rysunki/aria/laczniki.pdf",null,"10AX/250~, IP-20 zaciski bezgwintowe","","",null,null,null,"SZARY MAT",null,"0.080 kg","71 mm","71 mm","25 mm",null,null,"2025-05-08",null,"","https://www.ospel.pl/sites/all/pliki/import/image/podtynk/aria/szary_mat/lp-3u_m_70.jpg","27.33.11.0","8536 50 07"]
[501,"ŁP-4U/m/70","Łącznik krzyżowy",34.1,1,"szt","PLN","23%","",4,null,null,null,null,"5907577484835",null,null,"ARIA",null,null,"",null,4,null,"https://www.ospel.pl/sites/all/pliki/import/image/podtynk/aria/szary_mat/lp-4u_m_70.jpg","https://www.ospel.pl/sites/all/pliki/import/image/rysunki/aria/laczniki.pdf",null,"10AX/250~, IP-20 zaciski bezgwintowe","","",null,null,null,"SZARY MAT",null,"0.082 kg","71 mm","71 mm","25 mm",null,null,"2025-05-08",null,"","https://www.ospel.pl/sites/all/pliki/import/image/podtynk/aria/szary_mat/lp-4u_m_70.jpg","27.33.11.0","8536 50 07"]
[506,"ŁP-5U/m/70","Łącznik zwierny \"światło\"",28.8,1,"szt","PLN","23%","",4,null,null,null,null,"5907577484842",null,null,"ARIA",null,null,"",null,4,null,"https://www.ospel.pl/sites/all/pliki/import/image/podtynk/aria/szary_mat/lp-5u_m_70.jpg","https://www.ospel.pl/sites/all/pliki/import/image/rysunki/aria/laczniki.pdf",null,"10AX/250~, IP-20 zaciski bezgwintowe","","",null,null,null,"SZARY MAT",null,"0.071 kg","71 mm","71 mm","25 mm",null,null,"2025-05-08",null,"","https://www.ospel.pl/sites/all/pliki/import/image/podtynk/aria/szary_mat/lp-5u_m_70.jpg","27.33.11.0","8536 50 07"]
[515,"ŁP-7U/m/33","Łącznik żaluzjowy, zwierny",34.5,1,"szt","PLN","23%","",4,null,null,null,null,"5907577483982",null,null,"ARIA",null,null,"",null,4,null,"https://www.ospel.pl/sites/all/pliki/import/image/podtynk/aria/czarny/lp-7u_m_33.jpg","https://www.ospel.pl/sites/all/pliki/import/image/rysunki/aria/laczniki.pdf",null,"10AX/250~, IP-20 zaciski bezgwintowe","","",null,null,null,"CZARNY METALIK",null,"0.075 kg","71 mm","71 mm","25 mm",null,null,"2025-05-08",null,"","https://www.ospel.pl/sites/all/pliki/import/image/podtynk/aria/czarny/lp-7u_m_33.jpg","27.33.11.0","8536 50 07"]
[521,"ŁP-7UB/m/70","Łącznik żaluzjowy z blokadą mechaniczną",44,1,"szt","PLN","23%","",4,null,null,null,null,"5907577484880",null,null,"ARIA",null,null,"",null,4,null,"https://www.ospel.pl/sites/all/pliki/import/image/podtynk/aria/szary_mat/lp-7u_m_70.jpg","https://www.ospel.pl/sites/all/pliki/import/image/rysunki/aria/laczniki.pdf",null,"10AX/250~, IP-20 zaciski bezgwintowe","","",null,null,null,"SZARY MAT",null,"0.078 kg","71 mm","71 mm","25 mm",null,null,"2025-05-08",null,"","https://www.ospel.pl/sites/all/pliki/import/image/podtynk/aria/szary_mat/lp-7u_m_70.jpg","27.33.11.0","8536 50 07"]
[532,"ŁP-9U/m/00","Łącznik schodowy + jednobiegunowy",28.4,1,"szt","PLN","23%","",10,null,null,null,null,"5907577482152",null,null,"ARIA",null,null,"",null,10,null,"https://www.ospel.pl/sites/all/pliki/import/image/podtynk/aria/bialy/lp-9u_m_00.jpg","https://www.ospel.pl/sites/all/pliki/import/image/rysunki/aria/laczniki.pdf",null,"10AX/250~, IP-20 zaciski bezgwintowe","","",null,null,null,"BIAŁY",null,"0.081 kg","71 mm","71 mm","25 mm",null,null,"2025-05-08",null,"","https://www.ospel.pl/sites/all/pliki/import/image/podtynk/aria/bialy/lp-9u_m_00.jpg","27.33.11.0","8536 50 07"]
[541,"PNP-1U/70","Puszka instalacyjna pojedyncza",11.8,1,"szt","PLN","23%","",10,null,null,null,null,"5907577485603",null,null,"ARIA",null,null,"",null,10,null,"https://www.ospel.pl/sites/all/pliki/import/image/podtynk/aria/szary_mat/pnp-1u_70.jpg","",null,"Wysokość 32mm","","",null,null,null,"SZARY MAT",null,"","82 mm","82 mm","",null,null,"2025-05-08",null,"","https://www.ospel.pl/sites/all/pliki/import/image/podtynk/aria/szary_mat/pnp-1u_70.jpg","27.33.13.0","8536 90 01"]
[550,"PNP-3U/33","Puszka instalacyjna potrójna",19.2,1,"szt","PLN","23%","",4,null,null,null,null,"5907577484736",null,null,"ARIA",null,null,"",null,4,null,"https://www.ospel.pl/sites/all/pliki/import/image/podtynk/aria/czarny/pnp-3u_33.jpg","",null,"Wysokość 32mm","","",null,null,null,"CZARNY METALIK",null,"","82 mm","224 mm","",null,null,"2025-05-08",null,"","https://www.ospel.pl/sites/all/pliki/import/image/podtynk/aria/czarny/pnp-3u_33.jpg","27.33.13.0","8536 90 01"]
[553,"PNP-4U/18","Puszka instalacyjna poczwórna",22.5,1,"szt","PLN","23%","",4,null,null,null,null,"5907577483852",null,null,"ARIA",null,null,"",null,4,null,"https://www.ospel.pl/sites/all/pliki/import/image/podtynk/aria/srebro/pnp-4u_18.jpg","",null,"Wysokość 32mm","","",null,null,null,"SREBRO",null,"","82 mm","295 mm","",null,null,"2025-05-08",null,"","https://www.ospel.pl/sites/all/pliki/import/image/podtynk/aria/srebro/pnp-4u_18.jpg","27.33.13.0","8536 90 01"]
[559,"PNP-5U/27","Puszka instalacyjna pięciokrotna",25.3,1,"szt","PLN","23%","",3,null,null,null,null,"5907577492618",null,null,"ARIA",null,null,"",null,3,null,"https://www.ospel.pl/sites/all/pliki/import/image/podtynk/aria/ecru/pnp-5u_27.jpg","",null,"Wysokość 32mm","","",null,null,null,"ECRU",null,"","82 mm","366 mm","",null,null,"2025-05-08",null,"","https://www.ospel.pl/sites/all/pliki/import/image/podtynk/aria/ecru/pnp-5u_27.jpg","27.33.13.0","8536 90 01"]
[568,"R-1UAC/64/25","Ramka pojedyncza",91.7,1,"szt","PLN","23%","",5,null,null,null,null,"5906729004532",null,null,"ARIA",null,null,"",null,5,null,"https://www.ospel.pl/sites/all/pliki/import/image/podtynk/aria/ramki/r-1uac_64_25.jpg","https://www.ospel.pl/sites/all/pliki/import/image/rysunki/aria/ramka_pojedyncza.pdf",null,"Aluminium+PC grubość 4mm","","",null,null,null,"SZCZOTKOWANY ANTRACYT",null,"","84 mm","84 mm","",null,null,"2025-05-08",null,"","https://www.ospel.pl/sites/all/pliki/import/image/podtynk/aria/ramki/r-1uac_64_25.jpg","27.33.13.0","8536 90 01"]
[576,"R-2U/70","Ramka podwójna",10.9,1,"szt","PLN","23%","",10,null,null,null,null,"5907577485511",null,null,"ARIA",null,null,"",null,10,null,"https://www.ospel.pl/sites/all/pliki/import/image/podtynk/aria/szary_mat/r-2u_70.jpg","https://www.ospel.pl/sites/all/pliki/import/image/rysunki/aria/ramka_podwojna.pdf",null,"Tworzywo PC","","",null,null,null,"SZARY MAT",null,"0.032 kg","82 mm","153 mm","",null,null,"2025-05-08",null,"","https://www.ospel.pl/sites/all/pliki/import/image/podtynk/aria/szary_mat/r-2u_70.jpg","27.33.13.0","8536 90 01"]
[585,"R-3U/33","Ramka potrójna",14.2,1,"szt","PLN","23%","",10,null,null,null,null,"5907577484637",null,null,"ARIA",null,null,"",null,10,null,"https://www.ospel.pl/sites/all/pliki/import/image/podtynk/aria/czarny/r-3u_33.jpg","https://www.ospel.pl/sites/all/pliki/import/image/rysunki/aria/ramka_potrojna.pdf",null,"Tworzywo PC","","",null,null,null,"CZARNY METALIK",null,"0.044 kg","82 mm","224 mm","",null,null,"2025-05-08",null,"","https://www.ospel.pl/sites/all/pliki/import/image/podtynk/aria/czarny/r-3u_33.jpg","27.33.13.0","8536 90 01"]
[594,"R-4U/27","Ramka poczwórna",15.5,1,"szt","PLN","23%","",10,null,null,null,null,"5907577492502",null,null,"ARIA",null,null,"",null,10,null,"https://www.ospel.pl/sites/all/pliki/import/image/podtynk/aria/ecru/r-4u_27.jpg","https://www.ospel.pl/sites/all/pliki/import/image/rysunki/aria/ramka_poczworna.pdf",null,"Tworzywo PC","","",null,null,null,"ECRU",null,"0.053 kg","82 mm","295 mm","",null,null,"2025-05-08",null,"","https://www.ospel.pl/sites/all/pliki/import/image/podtynk/aria/ecru/r-4u_27.jpg","27.33.13.0","8536 90 01"]
[603,"R-5U/18","Ramka pięciokrotna",22.4,1,"szt","PLN","23%","",10,null,null,null,null,"5907577483760",null,null,"ARIA",null,null,"",null,10,null,"https://www.ospel.pl/sites/all/pliki/import/image/podtynk/aria/srebro/r-5u_18.jpg","https://www.ospel.pl/sites/all/pliki/import/image/rysunki/aria/ramka_pieciokrotna.pdf",null,"Tworzywo PC","","",null,null,null,"SREBRO",null,"","82 mm","366 mm","",null,null,"2025-05-08",null,"","https://www.ospel.pl/sites/all/pliki/import/image/podtynk/aria/srebro/r-5u_18.jpg","27.33.13.0","8536 90 01"]
[605,"R-5U/33","Ramka pięciokrotna",22.4,1,"szt","PLN","23%","",10,null,null,null,null,"5907577484651",null,null,"ARIA",null,null,"",null,10,null,"https://www.ospel.pl/sites/all/pliki/import/image/podtynk/aria/czarny/r-5u_33.jpg","https://www.ospel.pl/sites/all/pliki/import/image/rysunki/aria/ramka_pieciokrotna.pdf",null,"Tworzywo PC","","",null,null,null,"CZARNY METALIK",null,"0.065 kg","82 mm","366 mm","",null,null,"2025-05-08",null,"","https://www.ospel.pl/sites/all/pliki/import/image/podtynk/aria/czarny/r-5u_33.jpg","27.33.13.0","8536 90 01"]
[612,"RH-2U/00","Ramka podwójna do łączników IP-44",8.3000000000000007,1,"szt","PLN","23%","",10,null,null,null,null,"5907577482824",null,null,"ARIA",null,null,"",null,10,null,"https://www.ospel.pl/sites/all/pliki/import/image/podtynk/aria/bialy/rh-2u_00.jpg","https://www.ospel.pl/sites/all/pliki/import/image/rysunki/aria/ramka_podwojna.pdf",null,"Tworzywo PC","","",null,null,null,"BIAŁY",null,"0.032 kg","82 mm","153 mm","",null,null,"2025-05-08",null,"","https://www.ospel.pl/sites/all/pliki/import/image/podtynk/aria/bialy/rh-2u_00.jpg","27.33.13.0","8536 90 01"]
[621,"RH-3U/70","Ramka potrójna do łączników IP-44",15.5,1,"szt","PLN","23%","",10,null,null,null,null,"5907577485573",null,null,"ARIA",null,null,"",null,10,null,"https://www.ospel.pl/sites/all/pliki/import/image/podtynk/aria/szary_mat/rh-3u_70.jpg","https://www.ospel.pl/sites/all/pliki/import/image/rysunki/aria/ramka_potrojna.pdf",null,"Tworzywo PC","","",null,null,null,"SZARY MAT",null,"0.044 kg","82 mm","224 mm","",null,null,"2025-05-08",null,"","https://www.ospel.pl/sites/all/pliki/import/image/podtynk/aria/szary_mat/rh-3u_70.jpg","27.33.13.0","8536 90 01"]
[630,"RH-5U/33","Ramka pięciokrotna do łączników IP-44",23.3,1,"szt","PLN","23%","",10,null,null,null,null,"5907577484705",null,null,"ARIA",null,null,"",null,10,null,"https://www.ospel.pl/sites/all/pliki/import/image/podtynk/aria/czarny/rh-5u_33.jpg","https://www.ospel.pl/sites/all/pliki/import/image/rysunki/aria/ramka_pieciokrotna.pdf",null,"Tworzywo PC","","",null,null,null,"CZARNY METALIK",null,"","82 mm","366 mm","",null,null,"2025-05-08",null,"","https://www.ospel.pl/sites/all/pliki/import/image/podtynk/aria/czarny/rh-5u_33.jpg","27.33.13.0","8536 90 01"]
[637,"RO-13U/68","Ramka ozdobna mocująca łączników potrójnych",7.5,1,"szt","PLN","23%","",20,null,null,null,null,"5907577492953",null,null,"ARIA",null,null,"",null,20,null,"https://www.ospel.pl/sites/all/pliki/import/image/podtynk/aria/bialy/ro-13u_68.jpg","",null,"Tworzywo PC","","",null,null,null,"ZŁOTO BŁYSK",null,"","52 mm","52 mm","",null,null,"2025-05-08",null,"","https://www.ospel.pl/sites/all/pliki/import/image/podtynk/aria/bialy/ro-13u_68.jpg","27.33.13.0","8536 90 01"]
[647,"RO-2U/18","Ramka ozdobna do gniazd: wtyczkowych pojedynczych, teleinformatycznych i ściemniaczy",6,1,"szt","PLN","23%","",20,null,null,null,null,"5907577491567",null,null,"ARIA",null,null,"",null,20,null,"https://www.ospel.pl/sites/all/pliki/import/image/podtynk/aria/srebro/ro-2u_18.jpg","",null,"Tworzywo PC","","",null,null,null,"SREBRO",null,"","52 mm","52 mm","",null,null,"2025-05-08",null,"","https://www.ospel.pl/sites/all/pliki/import/image/podtynk/aria/srebro/ro-2u_18.jpg","27.33.13.0","8536 90 01"]
[656,"RO-3U/33","Ramka ozdobna do gniazd podwójnych monoblokowych",8,1,"szt","PLN","23%","",40,null,null,null,null,"5907577492786",null,null,"ARIA",null,null,"",null,40,null,"https://www.ospel.pl/sites/all/pliki/import/image/podtynk/aria/czarny/ro-3u_33.jpg","",null,"Tworzywo PC","","",null,null,null,"CZARNY METALIK",null,"","52 mm","55 mm","",null,null,"2025-05-08",null,"","https://www.ospel.pl/sites/all/pliki/import/image/podtynk/aria/czarny/ro-3u_33.jpg","27.33.13.0","8536 90 01"]
[664,"RO-4U/67","Ramka ozdobna do gniazd podwójnych do ramek",10.3,1,"szt","PLN","23%","",20,null,null,null,null,"5907577493004",null,null,"ARIA",null,null,"",null,20,null,"https://www.ospel.pl/sites/all/pliki/import/image/podtynk/aria/bialy/ro-4u_67.jpg","",null,"Tworzywo PC","","",null,null,null,"SREBRO BŁYSK",null,"","52 mm","52 mm","",null,null,"2025-05-08",null,"","https://www.ospel.pl/sites/all/pliki/import/image/podtynk/aria/bialy/ro-4u_67.jpg","27.33.13.0","8536 90 01"]
[673,"RO-5U/70","Ramka ozdobna do łączników podwójnych krzyżowych",6.2,1,"szt","PLN","23%","",20,null,null,null,null,"5906729017952",null,null,"ARIA",null,null,"",null,20,null,"https://www.ospel.pl/sites/all/pliki/import/image/podtynk/aria/szary_mat/ro-5u_70.jpg","",null,"Tworzywo PC","","",null,null,null,"SZARY MAT",null,"","52 mm","52 mm","",null,null,"2025-05-08",null,"","https://www.ospel.pl/sites/all/pliki/import/image/podtynk/aria/szary_mat/ro-5u_70.jpg","27.33.13.0","8536 90 01"]
[674,"RTP-1U/m/00","Regulator temperatury z czujnikiem podpodłogowym",376.8,1,"szt","PLN","23%","",5,null,null,null,null,"5907577482947",null,null,"ARIA",null,null,"",null,5,null,"https://www.ospel.pl/sites/all/pliki/import/image/podtynk/aria/bialy/rtp-1u_m_00.jpg","https://www.ospel.pl/sites/all/pliki/import/image/rysunki/aria/regulator_temp.pdf",null,"zaciski gwintowe","","Tylko na zamówienie",null,null,null,"BIAŁY",null,"","71 mm","71 mm","32 mm",null,null,"2025-05-08",null,"","https://www.ospel.pl/sites/all/pliki/import/image/podtynk/aria/bialy/rtp-1u_m_00.jpg","27.33.13.0","8536 50 05"]
[683,"RTP-1UN/m/70","Regulator temperatury z czujnikiem napowietrznym",256.8,1,"szt","PLN","23%","",5,null,null,null,null,"5907577485498",null,null,"ARIA",null,null,"",null,5,null,"https://www.ospel.pl/sites/all/pliki/import/image/podtynk/aria/szary_mat/rtp-1u_m_70.jpg","https://www.ospel.pl/sites/all/pliki/import/image/rysunki/aria/regulator_temp.pdf",null,"zaciski gwintowe","","Tylko na zamówienie",null,null,null,"SZARY MAT",null,"","71 mm","71 mm","32 mm",null,null,"2025-05-08",null,"","https://www.ospel.pl/sites/all/pliki/import/image/podtynk/aria/szary_mat/rtp-1u_m_70.jpg","27.33.13.0","8536 50 05"]
[696,"ZP-3UN","Zespół podświetlenia niebieski do łączników potrójnych",6.4,1,"szt","PLN","23%","",10,null,null,null,null,"5907577486662",null,null,"ARIA",null,null,"",null,10,null,"https://www.ospel.pl/sites/all/pliki/import/image/podtynk/aria/bialy/zp-3un.jpg","",null,"0,1W","","",null,null,null,"",null,"","52 mm","52 mm","",null,null,"2025-05-08",null,"","https://www.ospel.pl/sites/all/pliki/import/image/podtynk/aria/bialy/zp-3un.jpg","27.33.13.0","8536 90 01"]
[700,"ZP-4UG","Zespół podświetlenia led złoty do łączników potrójnych",13,1,"szt","PLN","23%","",10,null,null,null,null,"5907577491543",null,null,"ARIA",null,null,"",null,10,null,"https://www.ospel.pl/sites/all/pliki/import/image/podtynk/aria/bialy/zp-4ug.jpg","",null,"0,1W","","",null,null,null,"",null,"","52 mm","52 mm","",null,null,"2025-05-08",null,"","https://www.ospel.pl/sites/all/pliki/import/image/podtynk/aria/bialy/zp-4ug.jpg","27.33.13.0","8536 90 01"]
[709,"GG-1G/m/18","Gniazdo głośnikowe pojedyncze",37.4,1,"szt","PLN","23%","",4,null,null,null,null,"5907577476229",null,null,"AS",null,null,"",null,4,null,"https://www.ospel.pl/sites/all/pliki/import/image/podtynk/as/srebro/gg-1g_m_18.jpg","https://www.ospel.pl/sites/all/pliki/import/image/rysunki/as/gniazda_glos.jpg",null,"Przyłączalność przewodów 0,75mm2","","",null,null,null,"SREBRO",null,"0.0495 kg","71 mm","71 mm","22 mm",null,null,"2025-05-08",null,"","https://www.ospel.pl/sites/all/pliki/import/image/podtynk/as/srebro/gg-1g_m_18.jpg","26.40.52.0","8517 18 00"]
[718,"GGN-1G/m/00","Gniazdo głośnikowe pojedyncze",37.799999999999997,1,"szt","PLN","23%","",10,null,null,null,null,"5907577477530",null,null,"AS",null,null,"",null,10,null,"https://www.ospel.pl/sites/all/pliki/import/image/podtynk/as/bialy/ggn-1g_m_00.jpg","https://www.ospel.pl/sites/all/pliki/import/image/rysunki/as/gniazda_glos.jpg",null,"Przyłączalność przewodów 6mm2","","",null,null,null,"BIAŁY",null,"0.055 kg","71 mm","71 mm","22 mm",null,null,"2025-05-08",null,"","https://www.ospel.pl/sites/all/pliki/import/image/podtynk/as/bialy/ggn-1g_m_00.jpg","26.40.52.0","8517 18 00"]
[725,"GP-1G/m/27","Gniazdo pojedyncze",13,1,"szt","PLN","23%","",10,null,null,null,null,"5907577452179",null,null,"AS",null,null,"",null,10,null,"https://www.ospel.pl/sites/all/pliki/import/image/podtynk/as/ecru/gp-1g_m_27.jpg","https://www.ospel.pl/sites/all/pliki/import/image/rysunki/as/gniazda_poj.jpg",null,"16A/250~, IP-20, zaciski gwintowe","","",null,null,null,"ECRU",null,"0.065 kg","71 mm","71 mm","26 mm",null,null,"2025-05-08",null,"","https://www.ospel.pl/sites/all/pliki/import/image/podtynk/as/ecru/gp-1g_m_27.jpg","27.33.13.0","8536 69 90"]
[735,"GP-1GS/m/27","Gniazdo pojedyncze z uziemieniem schuko",17.3,1,"szt","PLN","23%","",10,null,null,null,null,"5907577452247",null,null,"AS",null,null,"",null,10,null,"https://www.ospel.pl/sites/all/pliki/import/image/podtynk/as/ecru/gp-1gs_m_27.jpg","https://www.ospel.pl/sites/all/pliki/import/image/rysunki/as/gniazda_poj_schuko.jpg",null,"16A/250~, IP-20, zaciski gwintowe","","",null,null,null,"ECRU",null,"0.0725 kg","71 mm","71 mm","27 mm",null,null,"2025-05-08",null,"","https://www.ospel.pl/sites/all/pliki/import/image/podtynk/as/ecru/gp-1gs_m_27.jpg","27.33.13.0","8536 69 90"]
[736,"GP-1GS/m/45","Gniazdo pojedyncze z uziemieniem schuko",28.8,1,"szt","PLN","23%","",4,null,null,null,null,"5907577475055",null,null,"AS",null,null,"",null,4,null,"https://www.ospel.pl/sites/all/pliki/import/image/podtynk/as/satyna/gp-1gs_m_45.jpg","https://www.ospel.pl/sites/all/pliki/import/image/rysunki/as/gniazda_poj_schuko.jpg",null,"16A/250~, IP-20, zaciski gwintowe","","",null,null,null,"SATYNA LIGHT",null,"0.0725 kg","71 mm","71 mm","27 mm",null,null,"2025-05-08",null,"","https://www.ospel.pl/sites/all/pliki/import/image/podtynk/as/satyna/gp-1gs_m_45.jpg","27.33.13.0","8536 69 90"]
[748,"GP-1GZD/m/12","Gniazdo pojedyncze z uziemieniem DATA",17.5,1,"szt","PLN","23%","",10,null,null,null,null,"5907577494407",null,null,"AS",null,null,"",null,10,null,"https://www.ospel.pl/sites/all/pliki/import/image/podtynk/as/bialy/gp-1gzd_m_12.jpg","https://www.ospel.pl/sites/all/pliki/import/image/rysunki/as/gniazda_poj.jpg",null,"16A/250~, IP-20, zaciski gwintowe","","",null,null,null,"ZIELONY",null,"0.072 kg","71 mm","71 mm","26 mm",null,null,"2025-05-08",null,"","https://www.ospel.pl/sites/all/pliki/import/image/podtynk/as/bialy/gp-1gzd_m_12.jpg","27.33.13.0","8536 69 90"]
[753,"GP-1GZP/m/00","Gniazdo pojedyncze z uziemieniem z przesłonami torów prądowych",15.5,1,"szt","PLN","23%","",10,null,null,null,null,"5907577451301",null,null,"AS",null,null,"",null,10,null,"https://www.ospel.pl/sites/all/pliki/import/image/podtynk/as/bialy/gp-1gzp_m_00.jpg","https://www.ospel.pl/sites/all/pliki/import/image/rysunki/as/gniazda_poj.jpg",null,"16A/250~, IP-20, zaciski gwintowe","","",null,null,null,"BIAŁY",null,"0.073 kg","71 mm","71 mm","26 mm",null,null,"2025-05-08",null,"","https://www.ospel.pl/sites/all/pliki/import/image/podtynk/as/bialy/gp-1gzp_m_00.jpg","27.33.13.0","8536 69 90"]
[762,"GP-1GZPUSB/m/45","Gniazdo pojedyncze z uziemieniem z przesłonami torów prądowych, z ładowarką USB",115.3,1,"szt","PLN","23%","",5,null,null,null,null,"5907577493431",null,null,"AS",null,null,"",null,5,null,"https://www.ospel.pl/sites/all/pliki/import/image/podtynk/as/satyna/gp-1gzpusb_m_45.jpg","https://www.ospel.pl/sites/all/pliki/import/image/rysunki/as/gniazda_poj.jpg",null,"16A/230~,USB 5V/2,1A, IP-20, zac.bezgw.","","",null,null,null,"SATYNA LIGHT",null,"0.104 kg","73 mm","73 mm","35 mm",null,null,"2025-05-08",null,"","https://www.ospel.pl/sites/all/pliki/import/image/podtynk/as/satyna/gp-1gzpusb_m_45.jpg","27.33.13.0","8536 69 90"]
[771,"GP-2G/33","Gniazdo podwójne kompletne z ramką",30.3,1,"szt","PLN","23%","",4,null,null,null,null,"5906729016740",null,null,"AS",null,null,"",null,4,null,"https://www.ospel.pl/sites/all/pliki/import/image/podtynk/as/czarny/gp-2g_33.jpg","https://www.ospel.pl/sites/all/pliki/import/image/rysunki/as/gniazda_podwojne.jpg",null,"16A/250~, IP-20, zaciski gwintowe","","",null,null,null,"CZARNY METALIK",null,"0.083 kg","84 mm","84 mm","27 mm",null,null,"2025-05-08",null,"","https://www.ospel.pl/sites/all/pliki/import/image/podtynk/as/czarny/gp-2g_33.jpg","27.33.13.0","8536 69 90"]
[780,"GP-2GP/27","Gniazdo podwójne z przesłonami torów prądowych, kompletne z ramką",19.8,1,"szt","PLN","23%","",10,null,null,null,null,"5907577452322",null,null,"AS",null,null,"",null,10,null,"https://www.ospel.pl/sites/all/pliki/import/image/podtynk/as/ecru/gp-2gp_27.jpg","https://www.ospel.pl/sites/all/pliki/import/image/rysunki/as/gniazda_podwojne.jpg",null,"16A/250~, IP-20, zaciski gwintowe","","",null,null,null,"ECRU",null,"0.084 kg","84 mm","84 mm","27 mm",null,null,"2025-05-08",null,"","https://www.ospel.pl/sites/all/pliki/import/image/podtynk/as/ecru/gp-2gp_27.jpg","27.33.13.0","8536 69 90"]
[788,"GP-2GRP/m/00","Gniazdo podwójne z przesłonami torów prądowych, moduł bez ramki",17.5,1,"szt","PLN","23%","",10,null,null,null,null,"5907577451462",null,null,"AS",null,null,"",null,10,null,"https://www.ospel.pl/sites/all/pliki/import/image/podtynk/as/bialy/gp-2grp_m_00.jpg","https://www.ospel.pl/sites/all/pliki/import/image/rysunki/as/gniazda_pod_ramka.jpg",null,"16A/250~, IP-20, zaciski gwintowe","","",null,null,null,"BIAŁY",null,"0.073 kg","71 mm","71 mm","22 mm",null,null,"2025-05-08",null,"","https://www.ospel.pl/sites/all/pliki/import/image/podtynk/as/bialy/gp-2grp_m_00.jpg","27.33.13.0","8536 69 90"]
[797,"GP-2GRZ/m/45","Gniazdo podwójne z uziemieniem moduł bez ramki",28.1,1,"szt","PLN","23%","",4,null,null,null,null,"5907577475178",null,null,"AS",null,null,"",null,4,null,"https://www.ospel.pl/sites/all/pliki/import/image/podtynk/as/satyna/gp-2grz_m_45.jpg","https://www.ospel.pl/sites/all/pliki/import/image/rysunki/as/gniazda_pod_ramka.jpg",null,"16A/250~, IP-20, zaciski gwintowe","","",null,null,null,"SATYNA LIGHT",null,"0.083 kg","71 mm","71 mm","22 mm",null,null,"2025-05-08",null,"","https://www.ospel.pl/sites/all/pliki/import/image/podtynk/as/satyna/gp-2grz_m_45.jpg","27.33.13.0","8536 69 90"]
[798,"GP-2GRZP/m/00","Gniazdo podwójne z uziemieniem z przesłonami torów prądowych, moduł bez ramki",18.8,1,"szt","PLN","23%","",10,null,null,null,null,"5907577451486",null,null,"AS",null,null,"",null,10,null,"https://www.ospel.pl/sites/all/pliki/import/image/podtynk/as/bialy/gp-2grzp_m_00.jpg","https://www.ospel.pl/sites/all/pliki/import/image/rysunki/as/gniazda_pod_ramka.jpg",null,"16A/250~, IP-20, zaciski gwintowe","","",null,null,null,"BIAŁY",null,"0.084 kg","71 mm","71 mm","22 mm",null,null,"2025-05-08",null,"","https://www.ospel.pl/sites/all/pliki/import/image/podtynk/as/bialy/gp-2grzp_m_00.jpg","27.33.13.0","8536 69 90"]
[809,"GP-2GSP/18","Gniazdo podwójne z uziemieniem schuko z przesłonami torów prądowych, kompletne z ramką",34.200000000000003,1,"szt","PLN","23%","",4,null,null,null,null,"5907577476038",null,null,"AS",null,null,"",null,4,null,"https://www.ospel.pl/sites/all/pliki/import/image/podtynk/as/srebro/gp-2gsp_18.jpg","https://www.ospel.pl/sites/all/pliki/import/image/rysunki/as/gniazda_pod_schuko.jpg",null,"16A/250~, IP-20, zaciski gwintowe","","",null,null,null,"SREBRO",null,"0.095 kg","90 mm","84 mm","23 mm",null,null,"2025-05-08",null,"","https://www.ospel.pl/sites/all/pliki/import/image/podtynk/as/srebro/gp-2gsp_18.jpg","27.33.13.0","8536 69 90"]
[815,"GP-2GZ/27","Gniazdo podwójne z uziemieniem kompletne z ramką",17.7,1,"szt","PLN","23%","",10,null,null,null,null,"5907577452339",null,null,"AS",null,null,"",null,10,null,"https://www.ospel.pl/sites/all/pliki/import/image/podtynk/as/ecru/gp-2gz_27.jpg","https://www.ospel.pl/sites/all/pliki/import/image/rysunki/as/gniazda_podwojne.jpg",null,"16A/250~, IP-20, zaciski gwintowe","","",null,null,null,"ECRU",null,"0.0925 kg","84 mm","84 mm","27 mm",null,null,"2025-05-08",null,"","https://www.ospel.pl/sites/all/pliki/import/image/podtynk/as/ecru/gp-2gz_27.jpg","27.33.13.0","8536 69 90"]
[824,"GP-3G/m/18","Gniazdo potrójne EURO",25.5,1,"szt","PLN","23%","",4,null,null,null,null,"5907577476045",null,null,"AS",null,null,"",null,4,null,"https://www.ospel.pl/sites/all/pliki/import/image/podtynk/as/srebro/gp-3g_m_18.jpg","https://www.ospel.pl/sites/all/pliki/import/image/rysunki/as/gniazdo_potrojne.jpg",null,"2,5A/250~ IP-20, zaciski gwintowe","","",null,null,null,"SREBRO",null,"0.073 kg","71 mm","71 mm","27 mm",null,null,"2025-05-08",null,"","https://www.ospel.pl/sites/all/pliki/import/image/podtynk/as/srebro/gp-3g_m_18.jpg","27.33.13.0","8536 69 90"]
[832,"GPA-10GP/m/45","Gniazdo RTV przelotowe 10-dB",67.099999999999994,1,"szt","PLN","23%","",4,null,null,null,null,"5907577475239",null,null,"AS",null,null,"",null,4,null,"https://www.ospel.pl/sites/all/pliki/import/image/podtynk/as/satyna/gpa-gk_m_45.jpg","https://www.ospel.pl/sites/all/pliki/import/image/rysunki/as/gniazda_rtv.jpg",null,"Współczynnik tłumienia 10dB","","",null,null,null,"SATYNA LIGHT",null,"0.103 kg","71 mm","71 mm","24 mm",null,null,"2025-05-08",null,"","https://www.ospel.pl/sites/all/pliki/import/image/podtynk/as/satyna/gpa-gk_m_45.jpg","26.40.52.0","8517 18 00"]
[841,"GPA-14GP/m/33","Gniazdo RTV przelotowe 14-dB",67.099999999999994,1,"szt","PLN","23%","",4,null,null,null,null,"5906729016870",null,null,"AS",null,null,"",null,4,null,"https://www.ospel.pl/sites/all/pliki/import/image/podtynk/as/czarny/gpa-gk_m_33.jpg","https://www.ospel.pl/sites/all/pliki/import/image/rysunki/as/gniazda_rtv.jpg",null,"Współczynnik tłumienia 14dB","","",null,null,null,"CZARNY METALIK",null,"0.103 kg","71 mm","71 mm","24 mm",null,null,"2025-05-08",null,"","https://www.ospel.pl/sites/all/pliki/import/image/podtynk/as/czarny/gpa-gk_m_33.jpg","26.40.52.0","8517 18 00"]
[850,"GPA-1GF/m/27","Gniazdo antenowe typu F pojedyncze",21.1,1,"szt","PLN","23%","",10,null,null,null,null,"5907577458768",null,null,"AS",null,null,"",null,10,null,"https://www.ospel.pl/sites/all/pliki/import/image/podtynk/as/ecru/gpa-1gf_m_27.jpg","https://www.ospel.pl/sites/all/pliki/import/image/rysunki/as/gniazda_rtv.jpg",null,"","","",null,null,null,"ECRU",null,"0.06 kg","71 mm","71 mm","24 mm",null,null,"2025-05-08",null,"","https://www.ospel.pl/sites/all/pliki/import/image/podtynk/as/ecru/gpa-1gf_m_27.jpg","26.40.52.0","8517 18 00"]
[859,"GPA-G2S/m/18","Gniazdo RTV-SAT z dwoma wyjściami SAT",102.8,1,"szt","PLN","23%","",4,null,null,null,null,"5907577476137",null,null,"AS",null,null,"",null,4,null,"https://www.ospel.pl/sites/all/pliki/import/image/podtynk/as/srebro/gpa-g2s_m_18.jpg","https://www.ospel.pl/sites/all/pliki/import/image/rysunki/as/gniazda_rtv.jpg",null,"Współczynnik tłumienia 1,5dB","","",null,null,null,"SREBRO",null,"0.108 kg","71 mm","71 mm","24 mm",null,null,"2025-05-08",null,"","https://www.ospel.pl/sites/all/pliki/import/image/podtynk/as/srebro/gpa-g2s_m_18.jpg","26.40.52.0","8517 18 00"]
[864,"GPA-GD/m/18","Gniazdo RTV-DATA",89.1,1,"szt","PLN","23%","",4,null,null,null,null,"5907577476373",null,null,"AS",null,null,"",null,4,null,"https://www.ospel.pl/sites/all/pliki/import/image/podtynk/as/srebro/gpa-gd_m_18.jpg","https://www.ospel.pl/sites/all/pliki/import/image/rysunki/as/gniazda_rtv.jpg",null,"Częstotliwość toru DATA 5÷862 MHz","","",null,null,null,"SREBRO",null,"0.128 kg","71 mm","71 mm","24 mm",null,null,"2025-05-08",null,"","https://www.ospel.pl/sites/all/pliki/import/image/podtynk/as/srebro/gpa-gd_m_18.jpg","26.40.52.0","8517 18 00"]
[868,"GPA-GK/m/00","Gniazdo RTV końcowe",49.5,1,"szt","PLN","23%","",10,null,null,null,null,"5907577451561",null,null,"AS",null,null,"",null,10,null,"https://www.ospel.pl/sites/all/pliki/import/image/podtynk/as/bialy/gpa-10gp_m_00.jpg","https://www.ospel.pl/sites/all/pliki/import/image/rysunki/as/gniazda_rtv.jpg",null,"Współczynnik tłumienia 2,5-3dB","","",null,null,null,"BIAŁY",null,"0.1005 kg","71 mm","71 mm","24 mm",null,null,"2025-05-08",null,"","https://www.ospel.pl/sites/all/pliki/import/image/podtynk/as/bialy/gpa-10gp_m_00.jpg","26.40.52.0","8517 18 00"]
[877,"GPA-GS/m/45","Gniazdo RTV-SAT końcowe",79.099999999999994,1,"szt","PLN","23%","",4,null,null,null,null,"5907577475284",null,null,"AS",null,null,"",null,4,null,"https://www.ospel.pl/sites/all/pliki/import/image/podtynk/as/satyna/gpa-gs_m_45.jpg","https://www.ospel.pl/sites/all/pliki/import/image/rysunki/as/gniazda_rtv.jpg",null,"Współczynnik tłumienia 1,5-2dB","","",null,null,null,"SATYNA LIGHT",null,"0.1035 kg","71 mm","71 mm","24 mm",null,null,"2025-05-08",null,"","https://www.ospel.pl/sites/all/pliki/import/image/podtynk/as/satyna/gpa-gs_m_45.jpg","26.40.52.0","8517 18 00"]
[886,"GPE-1G/m/33","Gniazdo ekwipotencjalne pojedyncze",86.7,1,"szt","PLN","23%","",4,null,null,null,null,"5906729017020",null,null,"AS",null,null,"",null,4,null,"https://www.ospel.pl/sites/all/pliki/import/image/podtynk/as/czarny/gpe-1g_m_33.jpg","",null,"","","",null,null,null,"CZARNY METALIK",null,"","71 mm","71 mm","20 mm",null,null,"2025-05-08",null,"","https://www.ospel.pl/sites/all/pliki/import/image/podtynk/as/czarny/gpe-1g_m_33.jpg","","8536 90 10"]
[893,"GPH-1GS/m/00/d","Gniazdo bryzgoszczelne z uziemieniem schuko IP-44 wieczko przezroczyste",25.1,1,"szt","PLN","23%","",10,null,null,null,null,"5907577451394",null,null,"AS",null,null,"",null,10,null,"https://www.ospel.pl/sites/all/pliki/import/image/podtynk/as/bialy/gph-1gs_m_00_d.jpg","https://www.ospel.pl/sites/all/pliki/import/image/rysunki/as/gniazda_poj_ip-44.jpg",null,"16A/250~, IP-44, zaciski gwintowe","","",null,null,null,"BIAŁY",null,"0.085 kg","71 mm","71 mm","25 mm",null,null,"2025-05-08",null,"","https://www.ospel.pl/sites/all/pliki/import/image/podtynk/as/bialy/gph-1gs_m_00_d.jpg","27.33.13.0","8536 69 90"]
[903,"GPH-1GSP/m/45/d","Gniazdo bryzgoszczelne z uziemieniem schuko IP-44 z przesłonami torów prądowych wieczko przezroczyste",34,1,"szt","PLN","23%","",4,null,null,null,null,"5907577475109",null,null,"AS",null,null,"",null,4,null,"https://www.ospel.pl/sites/all/pliki/import/image/podtynk/as/satyna/gph-1gsp_m_45_d.jpg","https://www.ospel.pl/sites/all/pliki/import/image/rysunki/as/gniazda_poj_ip-44.jpg",null,"16A/250~, IP-44, zaciski gwintowe","","",null,null,null,"SATYNA LIGHT",null,"0.086 kg","71 mm","71 mm","25 mm",null,null,"2025-05-08",null,"","https://www.ospel.pl/sites/all/pliki/import/image/podtynk/as/satyna/gph-1gsp_m_45_d.jpg","27.33.13.0","8536 69 90"]
[912,"GPH-1GZD/m/00/w","Gniazdo bryzgoszczelne z uziemieniem DATA IP-44 wieczko w kolorze wyrobu",25.5,1,"szt","PLN","23%","",10,null,null,null,null,"5906729002170",null,null,"AS",null,null,"",null,10,null,"https://www.ospel.pl/sites/all/pliki/import/image/podtynk/as/bialy/gph-1gzd_m_00_w.jpg","https://www.ospel.pl/sites/all/pliki/import/image/rysunki/as/gniazda_poj_ip-44.jpg",null,"16A/250~, IP-44, zaciski gwintowe","","",null,null,null,"CZERWONY",null,"0.086 kg","71 mm","71 mm","25 mm",null,null,"2025-05-08",null,"","https://www.ospel.pl/sites/all/pliki/import/image/podtynk/as/bialy/gph-1gzd_m_00_w.jpg","27.33.13.0","8536 69 90"]
[916,"GPH-1GZK/m/00/w","Gniazdo bryzgoszczelne z uziemieniem DATA z kluczem uprawniającym IP-44 wieczko w kolorze wyrobu",29,1,"szt","PLN","23%","",10,null,null,null,null,"5906729002217",null,null,"AS",null,null,"",null,10,null,"https://www.ospel.pl/sites/all/pliki/import/image/podtynk/as/bialy/gph-1gzk_m_00_w.jpg","https://www.ospel.pl/sites/all/pliki/import/image/rysunki/as/gniazda_poj_ip-44.jpg",null,"16A/250~, IP-44, zaciski gwintowe","","",null,null,null,"CZERWONY",null,"0.090 kg","71 mm","71 mm","25 mm",null,null,"2025-05-08",null,"","https://www.ospel.pl/sites/all/pliki/import/image/podtynk/as/bialy/gph-1gzk_m_00_w.jpg","27.33.13.0","8536 69 90"]
[921,"GPH-1GZP/m/18/d","Gniazdo bryzgoszczelne z uziemieniem IP-44 z przesłonami torów prądowych wieczko przezroczyste",33.1,1,"szt","PLN","23%","",4,null,null,null,null,"5907577475918",null,null,"AS",null,null,"",null,4,null,"https://www.ospel.pl/sites/all/pliki/import/image/podtynk/as/srebro/gph-1gzp_m_18_d.jpg","https://www.ospel.pl/sites/all/pliki/import/image/rysunki/as/gniazda_poj_ip-44.jpg",null,"16A/250~, IP-44, zaciski gwintowe","","",null,null,null,"SREBRO",null,"0.086 kg","71 mm","71 mm","25 mm",null,null,"2025-05-08",null,"","https://www.ospel.pl/sites/all/pliki/import/image/podtynk/as/srebro/gph-1gzp_m_18_d.jpg","27.33.13.0","8536 69 90"]
[930,"GPK-1G/K/m/45","Gniazdo komputerowe pojedyncze, kat. 5e MMC",58.6,1,"szt","PLN","23%","",4,null,null,null,null,"5907577475369",null,null,"AS",null,null,"",null,4,null,"https://www.ospel.pl/sites/all/pliki/import/image/podtynk/as/satyna/gpk-1g_k_m_45.jpg","https://www.ospel.pl/sites/all/pliki/import/image/rysunki/as/gniazda_tel_komp.jpg",null,"Złącze IDC","","",null,null,null,"SATYNA LIGHT",null,"0.0585 kg","71 mm","71 mm","22 mm",null,null,"2025-05-08",null,"","https://www.ospel.pl/sites/all/pliki/import/image/podtynk/as/satyna/gpk-1g_k_m_45.jpg","26.30.30.0","8517 18 00"]
[939,"GPK-1GS/p/27","Obudowa gniazda pojedynczego typu Keystone skośna",11,1,"szt","PLN","23%","",10,null,null,null,null,"5907577455521",null,null,"AS",null,null,"",null,10,null,"https://www.ospel.pl/sites/all/pliki/import/image/podtynk/as/ecru/gpk-1gs_p_27.jpg","",null,"","","",null,null,null,"ECRU",null,"0.052 kg","71 mm","71 mm","21 mm",null,null,"2025-05-08",null,"","https://www.ospel.pl/sites/all/pliki/import/image/podtynk/as/ecru/gpk-1gs_p_27.jpg","26.30.30.0","8517 18 00"]
[945,"GPK-2G/K/m/33","Gniazdo komputerowe podwójne, kat. 5e MMC",92.9,1,"szt","PLN","23%","",4,null,null,null,null,"5907577497828",null,null,"AS",null,null,"",null,4,null,"https://www.ospel.pl/sites/all/pliki/import/image/podtynk/as/czarny/gpk-2g_k_m_33.jpg","https://www.ospel.pl/sites/all/pliki/import/image/rysunki/as/gniazda_tel_komp.jpg",null,"Złącze IDC","","",null,null,null,"CZARNY METALIK",null,"0.0655 kg","71 mm","71 mm","22 mm",null,null,"2025-05-08",null,"","https://www.ospel.pl/sites/all/pliki/import/image/podtynk/as/czarny/gpk-2g_k_m_33.jpg","26.30.30.0","8517 18 00"]
[956,"GPK-2GS/p/33","Obudowa gniazda podwójnego typu Keystone skośna",16.2,1,"szt","PLN","23%","",4,null,null,null,null,"5906729017013",null,null,"AS",null,null,"",null,4,null,"https://www.ospel.pl/sites/all/pliki/import/image/podtynk/as/czarny/gpk-2gs_p_33.jpg","",null,"","","",null,null,null,"CZARNY METALIK",null,"0.055 kg","71 mm","71 mm","21 mm",null,null,"2025-05-08",null,"","https://www.ospel.pl/sites/all/pliki/import/image/podtynk/as/czarny/gpk-2gs_p_33.jpg","26.30.30.0","8517 18 00"]
[965,"GPT-1G/m/27","Gniazdo telefoniczne pojedyncze",26.8,1,"szt","PLN","23%","",10,null,null,null,null,"5907577452513",null,null,"AS",null,null,"",null,10,null,"https://www.ospel.pl/sites/all/pliki/import/image/podtynk/as/ecru/gpt-1g_m_27.jpg","https://www.ospel.pl/sites/all/pliki/import/image/rysunki/as/gniazda_tel_komp.jpg",null,"Zaciski gwintowe","","",null,null,null,"ECRU",null,"0.053 kg","71 mm","71 mm","22 mm",null,null,"2025-05-08",null,"","https://www.ospel.pl/sites/all/pliki/import/image/podtynk/as/ecru/gpt-1g_m_27.jpg","26.30.30.0","8517 18 00"]
[974,"GPT-2GR/m/18","Gniazdo telefoniczne podwójne równoległe",52.8,1,"szt","PLN","23%","",4,null,null,null,null,"5907577476182",null,null,"AS",null,null,"",null,4,null,"https://www.ospel.pl/sites/all/pliki/import/image/podtynk/as/srebro/gpt-2gr_m_18.jpg","https://www.ospel.pl/sites/all/pliki/import/image/rysunki/as/gniazda_tel_komp.jpg",null,"Zaciski gwintowe","","",null,null,null,"SREBRO",null,"0.054 kg","71 mm","71 mm","22 mm",null,null,"2025-05-08",null,"","https://www.ospel.pl/sites/all/pliki/import/image/podtynk/as/srebro/gpt-2gr_m_18.jpg","26.30.30.0","8517 18 00"]
[977,"GPT-2GR/m/45","Gniazdo telefoniczne podwójne równoległe",52.8,1,"szt","PLN","23%","",4,null,null,null,null,"5907577475352",null,null,"AS",null,null,"",null,4,null,"https://www.ospel.pl/sites/all/pliki/import/image/podtynk/as/satyna/gpt-2gn_m_45.jpg","https://www.ospel.pl/sites/all/pliki/import/image/rysunki/as/gniazda_tel_komp.jpg",null,"Zaciski gwintowe","","",null,null,null,"SATYNA LIGHT",null,"0.054 kg","71 mm","71 mm","22 mm",null,null,"2025-05-08",null,"","https://www.ospel.pl/sites/all/pliki/import/image/podtynk/as/satyna/gpt-2gn_m_45.jpg","26.30.30.0","8517 18 00"]
[983,"ŁP-11G/m/00","Łącznik dwubiegunowy",25.1,1,"szt","PLN","23%","",10,null,null,null,null,"5907577451172",null,null,"AS",null,null,"",null,10,null,"https://www.ospel.pl/sites/all/pliki/import/image/podtynk/as/bialy/lp-11g_m_00.jpg","https://www.ospel.pl/sites/all/pliki/import/image/rysunki/as/laczniki.jpg",null,"10AX/250~, IP-20 zaciski gwintowe","","",null,null,null,"BIAŁY",null,"0.074 kg","71 mm","71 mm","25 mm",null,null,"2025-05-08",null,"https://www.ospel.pl/sites/all/pliki/import/image/schematy/lacznik_dwubiegunowy.jpg","https://www.ospel.pl/sites/all/pliki/import/image/podtynk/as/bialy/lp-11g_m_00.jpg","27.33.11.0","8536 50 07"]
[992,"ŁP-11GS/m/45","Łącznik dwubiegunowy z podświetleniem niebieskim",34.799999999999997,1,"szt","PLN","23%","",4,null,null,null,null,"5907577474928",null,null,"AS",null,null,"",null,4,null,"https://www.ospel.pl/sites/all/pliki/import/image/podtynk/as/satyna/lp-11gs_m_45.jpg","https://www.ospel.pl/sites/all/pliki/import/image/rysunki/as/laczniki.jpg",null,"10AX/250~, IP-20 zaciski gwintowe","","",null,null,null,"SATYNA LIGHT",null,"0.075 kg","71 mm","71 mm","25 mm",null,null,"2025-05-08",null,"https://www.ospel.pl/sites/all/pliki/import/image/schematy/lacznik_dwubiegunowy.jpg","https://www.ospel.pl/sites/all/pliki/import/image/podtynk/as/satyna/lp-11gs_m_45.jpg","27.33.11.0","8536 50 07"]
[1000,"ŁP-13G/m/27","Łącznik potrójny",33.6,1,"szt","PLN","23%","",10,null,null,null,null,"5907577452124",null,null,"AS",null,null,"",null,10,null,"https://www.ospel.pl/sites/all/pliki/import/image/podtynk/as/ecru/lp-13g_m_27.jpg","https://www.ospel.pl/sites/all/pliki/import/image/rysunki/as/laczniki.jpg",null,"10AX/250~, IP-20 zaciski bezgwintowe","","",null,null,null,"ECRU",null,"0.0765 kg","71 mm","71 mm","25 mm",null,null,"2025-05-08",null,"","https://www.ospel.pl/sites/all/pliki/import/image/podtynk/as/ecru/lp-13g_m_27.jpg","27.33.11.0","8536 50 07"]
[1009,"ŁP-15GS/m/18","Łącznik hotelowy z podświetleniem pomarańczowym",117.5,1,"szt","PLN","23%","",5,null,null,null,null,"5907577476243",null,null,"AS",null,null,"",null,5,null,"https://www.ospel.pl/sites/all/pliki/import/image/podtynk/as/srebro/lp-15gs_m_18.jpg","https://www.ospel.pl/sites/all/pliki/import/image/rysunki/as/laczniki.jpg",null,"16A230~, IP-20, zaciski gwintowe","","Tylko na zamówienie",null,null,null,"SREBRO",null,"0.101 kg","71 mm","71 mm","31 mm",null,null,"2025-05-08",null,"","https://www.ospel.pl/sites/all/pliki/import/image/podtynk/as/srebro/lp-15gs_m_18.jpg","27.33.11.0","8536 50 05"]
[1018,"ŁP-17G/m/00","Łącznik podwójny zwierny",29.8,1,"szt","PLN","23%","",10,null,null,null,null,"5907577451240",null,null,"AS",null,null,"",null,10,null,"https://www.ospel.pl/sites/all/pliki/import/image/podtynk/as/bialy/lp-2g_m_00.jpg","https://www.ospel.pl/sites/all/pliki/import/image/rysunki/as/laczniki.jpg",null,"10AX/250~, IP-20 zaciski gwintowe","","",null,null,null,"BIAŁY",null,"0.0745 kg","71 mm","71 mm","25 mm",null,null,"2025-05-08",null,"","https://www.ospel.pl/sites/all/pliki/import/image/podtynk/as/bialy/lp-2g_m_00.jpg","27.33.11.0","8536 50 07"]
[1027,"ŁP-19G/m/45","Łącznik podwójny krzyżowy",58.8,1,"szt","PLN","23%","",4,null,null,null,null,"5906729009254",null,null,"AS",null,null,"",null,4,null,"https://www.ospel.pl/sites/all/pliki/import/image/podtynk/as/satyna/lp-2g_m_45.jpg","https://www.ospel.pl/sites/all/pliki/import/image/rysunki/as/laczniki.jpg",null,"10AX250~, IP-20 zaciski gwintowe","","",null,null,null,"SATYNA LIGHT",null,"","71 mm","71 mm","24 mm",null,null,"2025-05-08",null,"","https://www.ospel.pl/sites/all/pliki/import/image/podtynk/as/satyna/lp-2g_m_45.jpg","27.33.11.0","8536 50 07"]
[1036,"ŁP-1GS/m/33","Łącznik jednobiegunowy z podświetleniem niebieskim",32,1,"szt","PLN","23%","",4,null,null,null,null,"5907577497279",null,null,"AS",null,null,"",null,4,null,"https://www.ospel.pl/sites/all/pliki/import/image/podtynk/as/czarny/lp-1gs_m_33.jpg","https://www.ospel.pl/sites/all/pliki/import/image/rysunki/as/laczniki.jpg",null,"10AX/250~, IP-20 zaciski gwintowe","","",null,null,null,"CZARNY METALIK",null,"0.071 kg","71 mm","71 mm","25 mm",null,null,"2025-05-08",null,"","https://www.ospel.pl/sites/all/pliki/import/image/podtynk/as/czarny/lp-1gs_m_33.jpg","27.33.11.0","8536 50 07"]
[1044,"ŁP-24G/m/18","Łącznik potrójny zwierny",44,1,"szt","PLN","23%","",4,null,null,null,null,"5906729008004",null,null,"AS",null,null,"",null,4,null,"https://www.ospel.pl/sites/all/pliki/import/image/podtynk/as/srebro/lp-13g_m_18.jpg","https://www.ospel.pl/sites/all/pliki/import/image/rysunki/as/laczniki.jpg",null,"10AX250~, IP-20 zaciski bezgwintowe","","",null,null,null,"SREBRO",null,"","71 mm","71 mm","25 mm",null,null,"2025-05-08",null,"","https://www.ospel.pl/sites/all/pliki/import/image/podtynk/as/srebro/lp-13g_m_18.jpg","27.33.11.0","8536 50 07"]
[1045,"ŁP-24G/m/27","Łącznik potrójny zwierny",35.1,1,"szt","PLN","23%","",10,null,null,null,null,"5906729008011",null,null,"AS",null,null,"",null,10,null,"https://www.ospel.pl/sites/all/pliki/import/image/podtynk/as/ecru/lp-13g_m_27.jpg","https://www.ospel.pl/sites/all/pliki/import/image/rysunki/as/laczniki.jpg",null,"10AX250~, IP-20 zaciski bezgwintowe","","",null,null,null,"ECRU",null,"","71 mm","71 mm","25 mm",null,null,"2025-05-08",null,"","https://www.ospel.pl/sites/all/pliki/import/image/podtynk/as/ecru/lp-13g_m_27.jpg","27.33.11.0","8536 50 07"]
[1059,"ŁP-3G/m/18","Łącznik schodowy",28.4,1,"szt","PLN","23%","",4,null,null,null,null,"5907577475642",null,null,"AS",null,null,"",null,4,null,"https://www.ospel.pl/sites/all/pliki/import/image/podtynk/as/srebro/lp-3g_m_18.jpg","https://www.ospel.pl/sites/all/pliki/import/image/rysunki/as/laczniki.jpg",null,"10AX/250~, IP-20 zaciski gwintowe","","",null,null,null,"SREBRO",null,"0.0715 kg","71 mm","71 mm","25 mm",null,null,"2025-05-08",null,"","https://www.ospel.pl/sites/all/pliki/import/image/podtynk/as/srebro/lp-3g_m_18.jpg","27.33.11.0","8536 50 07"]
[1062,"ŁP-3G/m/45","Łącznik schodowy",28.4,1,"szt","PLN","23%","",4,null,null,null,null,"5907577474812",null,null,"AS",null,null,"",null,4,null,"https://www.ospel.pl/sites/all/pliki/import/image/podtynk/as/satyna/lp-3g_m_45.jpg","https://www.ospel.pl/sites/all/pliki/import/image/rysunki/as/laczniki.jpg",null,"10AX/250~, IP-20 zaciski gwintowe","","",null,null,null,"SATYNA LIGHT",null,"0.0715 kg","71 mm","71 mm","25 mm",null,null,"2025-05-08",null,"","https://www.ospel.pl/sites/all/pliki/import/image/podtynk/as/satyna/lp-3g_m_45.jpg","27.33.11.0","8536 50 07"]
[1071,"ŁP-4G/m/33","Łącznik krzyżowy",33.5,1,"szt","PLN","23%","",4,null,null,null,null,"5907577493257",null,null,"AS",null,null,"",null,4,null,"https://www.ospel.pl/sites/all/pliki/import/image/podtynk/as/czarny/lp-4g_m_33.jpg","https://www.ospel.pl/sites/all/pliki/import/image/rysunki/as/laczniki.jpg",null,"10AX/250~, IP-20 zaciski gwintowe","","",null,null,null,"CZARNY METALIK",null,"0.077 kg","71 mm","71 mm","25 mm",null,null,"2025-05-08",null,"","https://www.ospel.pl/sites/all/pliki/import/image/podtynk/as/czarny/lp-4g_m_33.jpg","27.33.11.0","8536 50 07"]
[1080,"ŁP-5G/m/27","Łącznik zwierny \"światło\"",16.399999999999999,1,"szt","PLN","23%","",10,null,null,null,null,"5907577452018",null,null,"AS",null,null,"",null,10,null,"https://www.ospel.pl/sites/all/pliki/import/image/podtynk/as/ecru/lp-5g_m_27.jpg","https://www.ospel.pl/sites/all/pliki/import/image/rysunki/as/laczniki.jpg",null,"10AX/250~, IP-20 zaciski gwintowe","","",null,null,null,"ECRU",null,"0.07 kg","71 mm","71 mm","25 mm",null,null,"2025-05-08",null,"","https://www.ospel.pl/sites/all/pliki/import/image/podtynk/as/ecru/lp-5g_m_27.jpg","27.33.11.0","8536 50 07"]
[1088,"ŁP-6G/m/00","Łącznik zwierny \"dzwonek\"",16.399999999999999,1,"szt","PLN","23%","",10,null,null,null,null,"5907577451134",null,null,"AS",null,null,"",null,10,null,"https://www.ospel.pl/sites/all/pliki/import/image/podtynk/as/bialy/lp-6g_m_00.jpg","https://www.ospel.pl/sites/all/pliki/import/image/rysunki/as/laczniki.jpg",null,"10AX/250~, IP-20 zaciski gwintowe","","",null,null,null,"BIAŁY",null,"0.07 kg","71 mm","71 mm","25 mm",null,null,"2025-05-08",null,"","https://www.ospel.pl/sites/all/pliki/import/image/podtynk/as/bialy/lp-6g_m_00.jpg","27.33.11.0","8536 50 07"]
[1097,"ŁP-6GS/m/45","Łącznik zwierny \"dzwonek\" z podświetleniem niebieskim",33.799999999999997,1,"szt","PLN","23%","",4,null,null,null,null,"5907577474881",null,null,"AS",null,null,"",null,4,null,"https://www.ospel.pl/sites/all/pliki/import/image/podtynk/as/satyna/lp-6gs_m_45.jpg","https://www.ospel.pl/sites/all/pliki/import/image/rysunki/as/laczniki.jpg",null,"10AX/250~, IP-20 zaciski gwintowe","","",null,null,null,"SATYNA LIGHT",null,"0.071 kg","71 mm","71 mm","25 mm",null,null,"2025-05-08",null,"","https://www.ospel.pl/sites/all/pliki/import/image/podtynk/as/satyna/lp-6gs_m_45.jpg","27.33.11.0","8536 50 07"]
[1106,"ŁP-7GB/m/33","Łącznik żaluzjowy z blokadą mechaniczną",43.7,1,"szt","PLN","23%","",4,null,null,null,null,"5906729017068",null,null,"AS",null,null,"",null,4,null,"https://www.ospel.pl/sites/all/pliki/import/image/podtynk/as/czarny/lp-7g_m_33.jpg","https://www.ospel.pl/sites/all/pliki/import/image/rysunki/as/laczniki.jpg",null,"10AX/250~, IP-20 zaciski gwintowe","","",null,null,null,"CZARNY METALIK",null,"0.077 kg","71 mm","71 mm","25 mm",null,null,"2025-05-08",null,"","https://www.ospel.pl/sites/all/pliki/import/image/podtynk/as/czarny/lp-7g_m_33.jpg","27.33.11.0","8536 50 07"]
[1107,"ŁP-7GB/m/45","Łącznik żaluzjowy z blokadą mechaniczną",43.7,1,"szt","PLN","23%","",4,null,null,null,null,"5907577479091",null,null,"AS",null,null,"",null,4,null,"https://www.ospel.pl/sites/all/pliki/import/image/podtynk/as/satyna/lp-7g_m_45.jpg","https://www.ospel.pl/sites/all/pliki/import/image/rysunki/as/laczniki.jpg",null,"10AX/250~, IP-20 zaciski gwintowe","","",null,null,null,"SATYNA LIGHT",null,"0.077 kg","71 mm","71 mm","25 mm",null,null,"2025-05-08",null,"","https://www.ospel.pl/sites/all/pliki/import/image/podtynk/as/satyna/lp-7g_m_45.jpg","27.33.11.0","8536 50 07"]
[1120,"ŁP-8G/m/27","Ściemniacz przyciskowo-obrotowy przystosowany do obciążenia żarowego i halogenowego",117.8,1,"szt","PLN","23%","",5,null,null,null,null,"5907577452155",null,null,"AS",null,null,"",null,5,null,"https://www.ospel.pl/sites/all/pliki/import/image/podtynk/as/ecru/lp-8g_m_27.jpg","",null,"40-400W, 230V~50Hz, zaciski gwintowe","","",null,null,null,"ECRU",null,"0.121 kg","71 mm","71 mm","30 mm",null,null,"2025-05-08",null,"https://www.ospel.pl/sites/all/pliki/import/image/schematy/sciemniacze.pdf","https://www.ospel.pl/sites/all/pliki/import/image/podtynk/as/ecru/lp-8g_m_27.jpg","27.33.11.0","8536 50 05"]
[1124,"ŁP-8GL2/m/18","Ściemniacz uniwersalny do obciążenia żarowego, halogenowego oraz LED",196.3,1,"szt","PLN","23%","",5,null,null,null,null,"5907577478575",null,null,"AS",null,null,"",null,5,null,"https://www.ospel.pl/sites/all/pliki/import/image/podtynk/as/srebro/lp-8g_m_18.jpg","",null,"LED 0-100W, GLS 10-250W, 230V~50Hz","","",null,null,null,"SREBRO",null,"0.093 kg","71 mm","71 mm","31 mm",null,null,"2025-05-08",null,"","https://www.ospel.pl/sites/all/pliki/import/image/podtynk/as/srebro/lp-8g_m_18.jpg","27.33.11.0","8536 50 05"]
[1133,"PNP-1G/00","Puszka instalacyjna do serii As pojedyncza",8.1,1,"szt","PLN","23%","",10,null,null,null,null,"5907577453190",null,null,"AS",null,null,"",null,10,null,"https://www.ospel.pl/sites/all/pliki/import/image/podtynk/impresja/modul/biala/pnp-1y_00.jpg","",null,"Wysokość 32mm","","",null,null,null,"BIAŁY",null,"0.0435 kg","84 mm","84 mm","",null,null,"2025-05-08",null,"","https://www.ospel.pl/sites/all/pliki/import/image/podtynk/impresja/modul/biala/pnp-1y_00.jpg","27.33.13.0","8536 90 01"]
[1143,"PNP-3G/00","Puszka instalacyjna do serii As potrójna",16.399999999999999,1,"szt","PLN","23%","",4,null,null,null,null,"5907577453237",null,null,"AS",null,null,"",null,4,null,"https://www.ospel.pl/sites/all/pliki/import/image/podtynk/impresja/modul/biala/pnp-3y_00.jpg","",null,"Wysokość 32mm","","",null,null,null,"BIAŁY",null,"0.11 kg","84 mm","226 mm","",null,null,"2025-05-08",null,"","https://www.ospel.pl/sites/all/pliki/import/image/podtynk/impresja/modul/biala/pnp-3y_00.jpg","27.33.13.0","8536 90 01"]
[1150,"PNP-4G/27","Puszka instalacyjna do serii As poczwórna",20.6,1,"szt","PLN","23%","",4,null,null,null,null,"5907577453268",null,null,"AS",null,null,"",null,4,null,"https://www.ospel.pl/sites/all/pliki/import/image/podtynk/impresja/modul/ecru/pnp-4y_27.jpg","",null,"Wysokość 32mm","","",null,null,null,"ECRU",null,"0.14 kg","84 mm","297 mm","",null,null,"2025-05-08",null,"","https://www.ospel.pl/sites/all/pliki/import/image/podtynk/impresja/modul/ecru/pnp-4y_27.jpg","27.33.13.0","8536 90 01"]
[1159,"R-1G/18","Ramka pojedyncza",8.3000000000000007,1,"szt","PLN","23%","",10,null,null,null,null,"5907577476267",null,null,"AS",null,null,"",null,10,null,"https://www.ospel.pl/sites/all/pliki/import/image/podtynk/as/srebro/r-1g_18.jpg","https://www.ospel.pl/sites/all/pliki/import/image/rysunki/as/ramka_pojedyncza.jpg",null,"Tworzywo ABS","","",null,null,null,"SREBRO",null,"0.017 kg","84 mm","84 mm","",null,null,"2025-05-08",null,"","https://www.ospel.pl/sites/all/pliki/import/image/podtynk/as/srebro/r-1g_18.jpg","27.33.13.0","8536 90 01"]
[1168,"R-3G/00","Ramka potrójna",10.7,1,"szt","PLN","23%","",10,null,null,null,null,"5907577451875",null,null,"AS",null,null,"",null,10,null,"https://www.ospel.pl/sites/all/pliki/import/image/podtynk/as/bialy/r-3g_00.jpg","https://www.ospel.pl/sites/all/pliki/import/image/rysunki/as/ramka_potrojna.jpg",null,"Tworzywo ABS","","",null,null,null,"BIAŁY",null,"0.0425 kg","84 mm","226 mm","",null,null,"2025-05-08",null,"","https://www.ospel.pl/sites/all/pliki/import/image/podtynk/as/bialy/r-3g_00.jpg","27.33.13.0","8536 90 01"]
[1172,"R-3G/45","Ramka potrójna",14.2,1,"szt","PLN","23%","",10,null,null,null,null,"5907577475451",null,null,"AS",null,null,"",null,10,null,"https://www.ospel.pl/sites/all/pliki/import/image/podtynk/as/satyna/r-3g_45.jpg","https://www.ospel.pl/sites/all/pliki/import/image/rysunki/as/ramka_potrojna.jpg",null,"Tworzywo ABS","","",null,null,null,"SATYNA LIGHT",null,"0.0425 kg","84 mm","226 mm","",null,null,"2025-05-08",null,"","https://www.ospel.pl/sites/all/pliki/import/image/podtynk/as/satyna/r-3g_45.jpg","27.33.13.0","8536 90 01"]
[1177,"R-4G/45","Ramka poczwórna",18.2,1,"szt","PLN","23%","",10,null,null,null,null,"5907577475468",null,null,"AS",null,null,"",null,10,null,"https://www.ospel.pl/sites/all/pliki/import/image/podtynk/as/satyna/r-4g_45.jpg","https://www.ospel.pl/sites/all/pliki/import/image/rysunki/as/ramka_poczworna.jpg",null,"Tworzywo ABS","","",null,null,null,"SATYNA LIGHT",null,"0.055 kg","84 mm","297 mm","",null,null,"2025-05-08",null,"","https://www.ospel.pl/sites/all/pliki/import/image/podtynk/as/satyna/r-4g_45.jpg","27.33.13.0","8536 90 01"]
[1186,"RH-1G/33","Ramka pojedyncza do łączników IP-44",9.1999999999999993,1,"szt","PLN","23%","",10,null,null,null,null,"5906729004822",null,null,"AS",null,null,"",null,10,null,"https://www.ospel.pl/sites/all/pliki/import/image/podtynk/as/czarny/rh-1g_33.jpg","https://www.ospel.pl/sites/all/pliki/import/image/rysunki/as/ramka_pojedyncza.jpg",null,"Tworzywo ABS","","",null,null,null,"CZARNY METALIK",null,"0.017 kg","84 mm","84 mm","",null,null,"2025-05-08",null,"","https://www.ospel.pl/sites/all/pliki/import/image/podtynk/as/czarny/rh-1g_33.jpg","27.33.13.0","8536 90 01"]
[1195,"RH-3G/27","Ramka potrójna do łączników IP-44",12,1,"szt","PLN","23%","",10,null,null,null,null,"5907577452919",null,null,"AS",null,null,"",null,10,null,"https://www.ospel.pl/sites/all/pliki/import/image/podtynk/as/ecru/rh-3g_27.jpg","https://www.ospel.pl/sites/all/pliki/import/image/rysunki/as/ramka_potrojna.jpg",null,"Tworzywo ABS","","",null,null,null,"ECRU",null,"0.0425 kg","84 mm","226 mm","",null,null,"2025-05-08",null,"","https://www.ospel.pl/sites/all/pliki/import/image/podtynk/as/ecru/rh-3g_27.jpg","27.33.13.0","8536 90 01"]
[1204,"RH-5G/18","Ramka pięciokrotna do łączników IP-44",23.2,1,"szt","PLN","23%","",10,null,null,null,null,"5907577476359",null,null,"AS",null,null,"",null,10,null,"https://www.ospel.pl/sites/all/pliki/import/image/podtynk/as/srebro/rh-5g_18.jpg","https://www.ospel.pl/sites/all/pliki/import/image/rysunki/as/ramka_pieciokrotna.jpg",null,"Tworzywo ABS","","",null,null,null,"SREBRO",null,"0.0675 kg","84 mm","368 mm","",null,null,"2025-05-08",null,"","https://www.ospel.pl/sites/all/pliki/import/image/podtynk/as/srebro/rh-5g_18.jpg","27.33.13.0","8536 90 01"]
[1212,"RTP-1G/m/45","Regulator temperatury z czujnikiem podpodłogowym",444.7,1,"szt","PLN","23%","",5,null,null,null,null,"5907577477219",null,null,"AS",null,null,"",null,5,null,"https://www.ospel.pl/sites/all/pliki/import/image/podtynk/as/satyna/rtp-1gn_m_45.jpg","",null,"zaciski gwintowe","","Tylko na zamówienie",null,null,null,"SATYNA LIGHT",null,"0.1995 kg","71 mm","71 mm","31 mm",null,null,"2025-05-08",null,"","https://www.ospel.pl/sites/all/pliki/import/image/podtynk/as/satyna/rtp-1gn_m_45.jpg","27.33.13.0","8536 50 05"]
[1221,"Z-1G/m/33","Zaślepka",12.7,1,"szt","PLN","23%","",10,null,null,null,null,"5907577497231",null,null,"AS",null,null,"",null,10,null,"https://www.ospel.pl/sites/all/pliki/import/image/podtynk/as/czarny/z-1g_m_33.jpg","",null,"Montaż do puszek fi 60","","",null,null,null,"CZARNY METALIK",null,"0,0445 kg","71 mm","71 mm","20 mm",null,null,"2025-05-08",null,"","https://www.ospel.pl/sites/all/pliki/import/image/podtynk/as/czarny/z-1g_m_33.jpg","27.12.23.0","8536 90 01"]
[1227,"GGN-1GA/m/00","Gniazdo głośnikowe pojedyncze produkt zawiera nanocząsteczki srebra",38.5,1,"szt","PLN","23%","",4,null,null,null,null,"5906729007021",null,null,"AS ANTYBAKTERYJNY",null,null,"",null,4,null,"https://www.ospel.pl/sites/all/pliki/import/image/podtynk/as/bialy/ggn-1g_m_00.jpg","",null,"Przyłączalność przewodów 6mm2","","",null,null,null,"BIAŁY",null,"0.055 kg","71 mm","71 mm","22 mm",null,null,"2025-05-08",null,"","https://www.ospel.pl/sites/all/pliki/import/image/podtynk/as/bialy/ggn-1g_m_00.jpg","26.40.52.0","8517 18 00"]
[1230,"GP-1GAS/m/00","Gniazdo pojedyncze z uziemieniem schuko produkt zawiera nanocząsteczki srebra",23.7,1,"szt","PLN","23%","",4,null,null,null,null,"5906729006598",null,null,"AS ANTYBAKTERYJNY",null,null,"",null,4,null,"https://www.ospel.pl/sites/all/pliki/import/image/podtynk/as/bialy/gp-1gs_m_00.jpg","",null,"16A/250~, IP-20, zaciski gwintowe","","",null,null,null,"BIAŁY",null,"0.0725 kg","71 mm","71 mm","27 mm",null,null,"2025-05-08",null,"","https://www.ospel.pl/sites/all/pliki/import/image/podtynk/as/bialy/gp-1gs_m_00.jpg","27.33.13.0","8536 69 90"]
[1239,"GP-1GAZPUSB/m/00","Gniazdo pojedyncze z uziemieniem z przesłonami, z ładowarką USB, produkt zawiera nanocząsteczki srebra",112.1,1,"szt","PLN","23%","",5,null,null,null,null,"5906729007052",null,null,"AS ANTYBAKTERYJNY",null,null,"",null,5,null,"https://www.ospel.pl/sites/all/pliki/import/image/podtynk/as/bialy/gp-1gzpusb_m_00.jpg","",null,"16A/230~,USB 5V/2,1A, IP-20, zac.bezgw.","","",null,null,null,"BIAŁY",null,"0.104 kg","73 mm","73 mm","35 mm",null,null,"2025-05-08",null,"","https://www.ospel.pl/sites/all/pliki/import/image/podtynk/as/bialy/gp-1gzpusb_m_00.jpg","27.33.13.0","8536 69 90"]
[1248,"GP-2GAS/00","Gniazdo podwójne z uziemieniem schuko kompletne z ramką, produkt zawiera nanocząsteczki srebra",27.8,1,"szt","PLN","23%","",5,null,null,null,null,"5906729006765",null,null,"AS ANTYBAKTERYJNY",null,null,"",null,5,null,"https://www.ospel.pl/sites/all/pliki/import/image/podtynk/as/bialy/gp-2gas_00.jpg","",null,"16A/250~, IP-20, zaciski gwintowe","","",null,null,null,"BIAŁY",null,"","","","",null,null,"2025-05-08",null,"","https://www.ospel.pl/sites/all/pliki/import/image/podtynk/as/bialy/gp-2gas_00.jpg","27.33.13.0","8536 69 90"]
[1256,"GPA-16GAP/m/00","Gniazdo RTV przelotowe 16-dB produkt zawiera nanocząsteczki srebra",58.5,1,"szt","PLN","23%","",4,null,null,null,null,"5906729006833",null,null,"AS ANTYBAKTERYJNY",null,null,"",null,4,null,"https://www.ospel.pl/sites/all/pliki/import/image/podtynk/as/bialy/gpa-10gp_m_00.jpg","",null,"Współczynnik tłumienia 16dB","","",null,null,null,"BIAŁY",null,"0.103 kg","71 mm","71 mm","24 mm",null,null,"2025-05-08",null,"","https://www.ospel.pl/sites/all/pliki/import/image/podtynk/as/bialy/gpa-10gp_m_00.jpg","26.40.52.0","8517 18 00"]
[1265,"GPE-2GA/m/00","Gniazdo ekwipotencjalne podwójne produkt zawiera nanocząsteczki srebra",112.1,1,"szt","PLN","23%","",4,null,null,null,null,"5906729007045",null,null,"AS ANTYBAKTERYJNY",null,null,"",null,4,null,"https://www.ospel.pl/sites/all/pliki/import/image/podtynk/as/bialy/gpe-2g_m_00.jpg","",null,"","","",null,null,null,"BIAŁY",null,"","71 mm","71 mm","20 mm",null,null,"2025-05-08",null,"","https://www.ospel.pl/sites/all/pliki/import/image/podtynk/as/bialy/gpe-2g_m_00.jpg","","8536 90 10"]
[1274,"GPH-1GAZK/m/12/w","Gniazdo bryzgoszczelne z uziemieniem DATA IP-44 wieczko w kolorze wyrobu, produkt zawiera nanocząsteczki srebra",30.5,1,"szt","PLN","23%","",4,null,null,null,null,"",null,null,"AS ANTYBAKTERYJNY",null,null,"",null,4,null,"","",null,"16A/250~, IP-44, zaciski gwintowe","","",null,null,null,"ZIELONY",null,"","","","",null,null,"2025-05-08",null,"","","27.33.13.0","8536 69 90"]
[1283,"GPK-2GAP/p/00","Obudowa gniazda podwójnego z przesłoną typu Keystone prosta, produkt zawiera nanocząsteczki srebra",20.2,1,"szt","PLN","23%","",4,null,null,null,null,"5906729008790",null,null,"AS ANTYBAKTERYJNY",null,null,"",null,4,null,"https://www.ospel.pl/sites/all/pliki/import/image/podtynk/as/bialy/gpk-2gp_p_00.jpg","",null,"","","",null,null,null,"BIAŁY",null,"","75 mm","75 mm","22 mm",null,null,"2025-05-08",null,"","https://www.ospel.pl/sites/all/pliki/import/image/podtynk/as/bialy/gpk-2gp_p_00.jpg","26.30.30.0","8517 18 00"]
[1288,"GPT-2GAR/m/00","Gniazdo telefoniczne podwójne równoległe produkt zawiera nanocząsteczki srebra",45.1,1,"szt","PLN","23%","",4,null,null,null,null,"5906729006932",null,null,"AS ANTYBAKTERYJNY",null,null,"",null,4,null,"https://www.ospel.pl/sites/all/pliki/import/image/podtynk/as/bialy/gpt-2g_m_00.jpg","",null,"Zaciski gwintowe","","",null,null,null,"BIAŁY",null,"0.054 kg","71 mm","71 mm","22 mm",null,null,"2025-05-08",null,"","https://www.ospel.pl/sites/all/pliki/import/image/podtynk/as/bialy/gpt-2g_m_00.jpg","26.30.30.0","8517 18 00"]
[1292,"ŁP-12GAS/m/00","Łącznik kontrolny z podświetleniem niebieskim, produkt zawiera nanocząsteczki srebra",26.4,1,"szt","PLN","23%","",4,null,null,null,null,"5906729006451",null,null,"AS ANTYBAKTERYJNY",null,null,"",null,4,null,"https://www.ospel.pl/sites/all/pliki/import/image/podtynk/as/bialy/lp-1gs_m_00.jpg","",null,"10AX250~, IP-20 zaciski gwintowe","","",null,null,null,"BIAŁY",null,"0.0705 kg","71 mm","71 mm","25 mm",null,null,"2025-05-08",null,"","https://www.ospel.pl/sites/all/pliki/import/image/podtynk/as/bialy/lp-1gs_m_00.jpg","27.33.11.0","8536 50 07"]
[1301,"ŁP-24GA/m/00","Łącznik potrójny zwierny produkt zawiera nanocząsteczki srebra",36,1,"szt","PLN","23%","",10,null,null,null,null,"5906729008691",null,null,"AS ANTYBAKTERYJNY",null,null,"",null,10,null,"https://www.ospel.pl/sites/all/pliki/import/image/podtynk/as/bialy/lp-13g_m_00.jpg","",null,"10AX250~, IP-20 zaciski bezgwintowe","","",null,null,null,"BIAŁY",null,"","71 mm","71 mm","25 mm",null,null,"2025-05-08",null,"","https://www.ospel.pl/sites/all/pliki/import/image/podtynk/as/bialy/lp-13g_m_00.jpg","27.33.11.0","8536 50 07"]
[1308,"ŁP-5GA/m/00","Łącznik zwierny \"światło\" produkt zawiera nanocząsteczki srebra",23.2,1,"szt","PLN","23%","",4,null,null,null,null,"5906729006338",null,null,"AS ANTYBAKTERYJNY",null,null,"",null,4,null,"https://www.ospel.pl/sites/all/pliki/import/image/podtynk/as/bialy/lp-5g_m_00.jpg","",null,"10AX250~, IP-20 zaciski gwintowe","","",null,null,null,"BIAŁY",null,"0.07 kg","71 mm","71 mm","25 mm",null,null,"2025-05-08",null,"","https://www.ospel.pl/sites/all/pliki/import/image/podtynk/as/bialy/lp-5g_m_00.jpg","27.33.11.0","8536 50 07"]
[1318,"ŁP-9GA/m/00","Łącznik schodowy + jednobiegunowy produkt zawiera nanocząsteczki srebra",26.8,1,"szt","PLN","23%","",4,null,null,null,null,"5906729007076",null,null,"AS ANTYBAKTERYJNY",null,null,"",null,4,null,"https://www.ospel.pl/sites/all/pliki/import/image/podtynk/as/bialy/lp-2g_m_00.jpg","",null,"10AX250~, IP-20 zaciski gwintowe","","",null,null,null,"BIAŁY",null,"0.0785 kg","71 mm","71 mm","25 mm",null,null,"2025-05-08",null,"","https://www.ospel.pl/sites/all/pliki/import/image/podtynk/as/bialy/lp-2g_m_00.jpg","27.33.11.0","8536 50 07"]
[1327,"R-4GA/00","Ramka poczwórna produkt zawiera nanocząsteczki srebra",15.6,1,"szt","PLN","23%","",10,null,null,null,null,"5906729007113",null,null,"AS ANTYBAKTERYJNY",null,null,"",null,10,null,"https://www.ospel.pl/sites/all/pliki/import/image/podtynk/as/bialy/r-4ga_00.jpg","",null,"Tworzywo ABS","","",null,null,null,"BIAŁY",null,"0.055 kg","84 mm","297 mm","",null,null,"2025-05-08",null,"","https://www.ospel.pl/sites/all/pliki/import/image/podtynk/as/bialy/r-4ga_00.jpg","27.33.13.0","8536 90 01"]
[1336,"Z-1GA/m/00","Zaślepka produkt zawiera nanocząsteczki srebra",10.7,1,"szt","PLN","23%","",10,null,null,null,null,"5906729007205",null,null,"AS ANTYBAKTERYJNY",null,null,"",null,10,null,"https://www.ospel.pl/sites/all/pliki/import/image/podtynk/as/bialy/z-1g_m_00.jpg","",null,"Montaż do puszek fi 60","","",null,null,null,"BIAŁY",null,"0.0445 kg","71 mm","71 mm","20 mm",null,null,"2025-05-08",null,"","https://www.ospel.pl/sites/all/pliki/import/image/podtynk/as/bialy/z-1g_m_00.jpg","27.12.23.0","8536 90 01"]
[1340,"GN-1BP/24","Gniazdo pojedyncze z przesłonami torów prądowych",12.8,1,"szt","PLN","23%","",10,null,null,null,null,"5907577443856",null,null,"BIS",null,null,"",null,10,null,"https://www.ospel.pl/sites/all/pliki/import/image/natynk/bis/gn-1bp_24.jpg","https://www.ospel.pl/sites/all/pliki/import/image/rysunki/bis/gniazda_pojedyncze.jpg",null,"","","",null,null,null,"BRĄZOWY",null,"0.052 kg","60 mm","60 mm","",null,null,"2025-05-08",null,"","https://www.ospel.pl/sites/all/pliki/import/image/natynk/bis/gn-1bp_24.jpg","27.33.13.0","8536 69 90"]
[1353,"GN-2BP/00","Gniazdo podwójne z przesłonami torów prądowych",18.399999999999999,1,"szt","PLN","23%","",5,null,null,null,null,"5907577425814",null,null,"BIS",null,null,"",null,5,null,"https://www.ospel.pl/sites/all/pliki/import/image/natynk/bis/gn-2bp_00.jpg","https://www.ospel.pl/sites/all/pliki/import/image/rysunki/bis/gniazda_podwojne_bk.jpg",null,"","","",null,null,null,"BIAŁY",null,"0.084 kg","100 mm","60 mm","",null,null,"2025-05-08",null,"","https://www.ospel.pl/sites/all/pliki/import/image/natynk/bis/gn-2bp_00.jpg","27.33.13.0","8536 69 90"]
[1354,"GN-2BP/24","Gniazdo podwójne z przesłonami torów prądowych",18.399999999999999,1,"szt","PLN","23%","",5,null,null,null,null,"5907577443894",null,null,"BIS",null,null,"",null,5,null,"https://www.ospel.pl/sites/all/pliki/import/image/natynk/bis/gn-2bp_24.jpg","https://www.ospel.pl/sites/all/pliki/import/image/rysunki/bis/gniazda_podwojne_bk.jpg",null,"","","",null,null,null,"BRĄZOWY",null,"0.084 kg","100 mm","60 mm","",null,null,"2025-05-08",null,"","https://www.ospel.pl/sites/all/pliki/import/image/natynk/bis/gn-2bp_24.jpg","27.33.13.0","8536 69 90"]
[1363,"ŁN-1B/00","Łącznik jednobiegunowy",15.9,1,"szt","PLN","23%","",10,null,null,null,null,"5907577425623",null,null,"BIS",null,null,"",null,10,null,"https://www.ospel.pl/sites/all/pliki/import/image/natynk/bis/ln-1b_00.jpg","https://www.ospel.pl/sites/all/pliki/import/image/rysunki/bis/laczniki.jpg",null,"","","",null,null,null,"BIAŁY",null,"0.053 kg","60 mm","60 mm","",null,null,"2025-05-08",null,"https://www.ospel.pl/sites/all/pliki/import/image/schematy/lacznik_jednobiegunowy.jpg","https://www.ospel.pl/sites/all/pliki/import/image/natynk/bis/ln-1b_00.jpg","27.33.11.0","8536 50 07"]
[1376,"ŁN-4B/24","Łącznik krzyżowy",29.2,1,"szt","PLN","23%","",10,null,null,null,null,"5907577443733",null,null,"BIS",null,null,"",null,10,null,"https://www.ospel.pl/sites/all/pliki/import/image/natynk/bis/ln-4b_24.jpg","https://www.ospel.pl/sites/all/pliki/import/image/rysunki/bis/laczniki.jpg",null,"","","",null,null,null,"BRĄZOWY",null,"0.059 kg","60 mm","60 mm","",null,null,"2025-05-08",null,"https://www.ospel.pl/sites/all/pliki/import/image/schematy/lacznik_krzyzowy_wspolpraca.jpg","https://www.ospel.pl/sites/all/pliki/import/image/natynk/bis/ln-4b_24.jpg","27.33.11.0","8536 50 07"]
[1380,"ŁN-5B/24","Łącznik zwierny \"światło\"",15.8,1,"szt","PLN","23%","",10,null,null,null,null,"5907577443740",null,null,"BIS",null,null,"",null,10,null,"https://www.ospel.pl/sites/all/pliki/import/image/natynk/bis/ln-5b_24.jpg","https://www.ospel.pl/sites/all/pliki/import/image/rysunki/bis/laczniki.jpg",null,"","","",null,null,null,"BRĄZOWY",null,"0.055 kg","60 mm","60 mm","",null,null,"2025-05-08",null,"https://www.ospel.pl/sites/all/pliki/import/image/schematy/lacznik_zwierny_swiatlo.jpg","https://www.ospel.pl/sites/all/pliki/import/image/natynk/bis/ln-5b_24.jpg","27.33.11.0","8536 50 07"]
[1389,"ŁN-7BS/00","Łącznik żaluzjowy z podświetleniem pomarańczowym",33.700000000000003,1,"szt","PLN","23%","",10,null,null,null,null,"5907577425753",null,null,"BIS",null,null,"",null,10,null,"https://www.ospel.pl/sites/all/pliki/import/image/natynk/bis/ln-7bs_00.jpg","https://www.ospel.pl/sites/all/pliki/import/image/rysunki/bis/lacznik_dwugrupowy.jpg",null,"","","",null,null,null,"BIAŁY",null,"0.06 kg","60 mm","60 mm","",null,null,"2025-05-08",null,"https://www.ospel.pl/sites/all/pliki/import/image/schematy/lacznik_zaluzjowy_podswietlenie.jpg","https://www.ospel.pl/sites/all/pliki/import/image/natynk/bis/ln-7bs_00.jpg","27.33.11.0","8536 50 07"]
[1399,"GNH-2DZ/00/w","Gniazdo podwójne z uziemieniem wieczko w kolorze wyrobu",42.1,1,"szt","PLN","23%","",5,null,null,null,null,"5907577408855",null,null,"DELFINA",null,null,"",null,5,null,"https://www.ospel.pl/sites/all/pliki/import/image/natynk/delfina/gnh-2dz_00.jpg","https://www.ospel.pl/sites/all/pliki/import/image/rysunki/delfina/gniazda_pod.jpg",null,"","","",null,null,null,"BIAŁY",null,"0.183 kg","90 mm","72 mm","",null,null,"2025-05-08",null,"","https://www.ospel.pl/sites/all/pliki/import/image/natynk/delfina/gnh-2dz_00.jpg","27.33.13.0","8536 69 90"]
[1406,"ŁNH-3D/30","Łącznik schodowy",24.7,1,"szt","PLN","23%","",8,null,null,null,null,"5907577408725",null,null,"DELFINA",null,null,"",null,8,null,"https://www.ospel.pl/sites/all/pliki/import/image/natynk/delfina/lnh-1d_30.jpg","https://www.ospel.pl/sites/all/pliki/import/image/rysunki/delfina/laczniki.jpg",null,"","","",null,null,null,"SZARY",null,"","90 mm","72 mm","",null,null,"2025-05-08",null,"https://www.ospel.pl/sites/all/pliki/import/image/schematy/laczniki_schodowe_wspolpraca.jpg","https://www.ospel.pl/sites/all/pliki/import/image/natynk/delfina/lnh-1d_30.jpg","27.33.11.0","8536 50 07"]
[1415,"GNH-1HSP/00/d","Gniazdo pojedyncze z uziemieniem schuko z przesłonami torów prądowych wieczko przezroczyste",20.9,1,"szt","PLN","23%","",10,null,null,null,null,"5907577427184",null,null,"FALA",null,null,"",null,10,null,"https://www.ospel.pl/sites/all/pliki/import/image/natynk/fala/gnh-1hsp_00_d.jpg","https://www.ospel.pl/sites/all/pliki/import/image/rysunki/fala/gniazda_schucko.jpg",null,"16A/250~, IP-44, zaciski gwintowe","","",null,null,null,"BIAŁY",null,"0.0905 kg","70 mm","60 mm","",null,null,"2025-05-08",null,"","https://www.ospel.pl/sites/all/pliki/import/image/natynk/fala/gnh-1hsp_00_d.jpg","27.33.13.0","8536 69 90"]
[1416,"GNH-1HSP/00/w","Gniazdo pojedyncze z uziemieniem schuko z przesłonami torów prądowych wieczko w kolorze wyrobu",20.9,1,"szt","PLN","23%","",10,null,null,null,null,"5907577435905",null,null,"FALA",null,null,"",null,10,null,"https://www.ospel.pl/sites/all/pliki/import/image/natynk/fala/gnh-1hz_00_w.jpg","https://www.ospel.pl/sites/all/pliki/import/image/rysunki/fala/gniazda_schucko.jpg",null,"16A/250~, IP-44, zaciski gwintowe","","",null,null,null,"BIAŁY",null,"0.0905 kg","70 mm","60 mm","",null,null,"2025-05-08",null,"","https://www.ospel.pl/sites/all/pliki/import/image/natynk/fala/gnh-1hz_00_w.jpg","27.33.13.0","8536 69 90"]
[1424,"GNH-2HSP/00/d","Gniazdo podwójne z uziemieniem schuko z przesłonami torów prądowych wieczko przezroczyste",38,1,"szt","PLN","23%","",5,null,null,null,null,"5907577427191",null,null,"FALA",null,null,"",null,5,null,"https://www.ospel.pl/sites/all/pliki/import/image/natynk/fala/gnh-2hsp_00_d.jpg","",null,"16A/250~, IP-44, zaciski gwintowe","","",null,null,null,"BIAŁY",null,"","70 mm","120 mm","",null,null,"2025-05-08",null,"","https://www.ospel.pl/sites/all/pliki/import/image/natynk/fala/gnh-2hsp_00_d.jpg","27.33.13.0","8536 69 90"]
[1433,"GNH-3HZ/00/d","Gniazdo potrójne z uziemieniem wieczko przezroczyste",50.5,1,"szt","PLN","23%","",3,null,null,null,null,"5907577427115",null,null,"FALA",null,null,"",null,3,null,"https://www.ospel.pl/sites/all/pliki/import/image/natynk/fala/gnh-3hz_00_d.jpg","",null,"16A/250~, IP-44, zaciski gwintowe","","",null,null,null,"BIAŁY",null,"","70 mm","180 mm","",null,null,"2025-05-08",null,"","https://www.ospel.pl/sites/all/pliki/import/image/natynk/fala/gnh-3hz_00_d.jpg","27.33.13.0","8536 69 90"]
[1442,"ŁNH-2HS/00","Łącznik dwugrupowy świecznikowy z podświetleniem pomarańczowym",23.7,1,"szt","PLN","23%","",10,null,null,null,null,"5907577412081",null,null,"FALA",null,null,"",null,10,null,"https://www.ospel.pl/sites/all/pliki/import/image/natynk/fala/lnh-2hs_00.jpg","https://www.ospel.pl/sites/all/pliki/import/image/rysunki/fala/laczniki.jpg",null,"10AX/250~, IP-44 zaciski gwintowe","","",null,null,null,"BIAŁY",null,"0.0815 kg","70 mm","60 mm","",null,null,"2025-05-08",null,"https://www.ospel.pl/sites/all/pliki/import/image/schematy/lacznik_swiecznikowy_podswietlenie.jpg","https://www.ospel.pl/sites/all/pliki/import/image/natynk/fala/lnh-2hs_00.jpg","27.33.11.0","8536 50 07"]
[1451,"ŁNH-6H/00","Łącznik zwierny \"dzwonek\"",18.2,1,"szt","PLN","23%","",10,null,null,null,null,"5907577412050",null,null,"FALA",null,null,"",null,10,null,"https://www.ospel.pl/sites/all/pliki/import/image/natynk/fala/lnh-6h_00.jpg","https://www.ospel.pl/sites/all/pliki/import/image/rysunki/fala/laczniki.jpg",null,"10AX/250~, IP-44 zaciski gwintowe","","",null,null,null,"BIAŁY",null,"0.0785 kg","70 mm","60 mm","",null,null,"2025-05-08",null,"https://www.ospel.pl/sites/all/pliki/import/image/schematy/lacznik_zwierny_dzwonek.jpg","https://www.ospel.pl/sites/all/pliki/import/image/natynk/fala/lnh-6h_00.jpg","27.33.11.0","8536 50 07"]
[1460,"ZH-Ł1SG/00/d","Łącznik jednobiegunowy z podświetleniem + gniazdo pojedyncze wieczko przezroczyste",38.6,1,"szt","PLN","23%","",5,null,null,null,null,"5907577412425",null,null,"FALA",null,null,"",null,5,null,"https://www.ospel.pl/sites/all/pliki/import/image/natynk/fala/zh-l1sg_00_d.jpg","https://www.ospel.pl/sites/all/pliki/import/image/rysunki/fala/zestaw_lacznik_gniazdo.jpg",null,"10AX/16A/250~, IP-44 zaciski gwintowe","","",null,null,null,"BIAŁY",null,"","70 mm","120 mm","",null,null,"2025-05-08",null,"","https://www.ospel.pl/sites/all/pliki/import/image/natynk/fala/zh-l1sg_00_d.jpg","27.33.13.0","8536 49 00"]
[1468,"AP45-1Y/m/23","Adapter podtynkowy systemu OSPEL 45 do serii Impresja",15.5,1,"szt","PLN","23%","",10,null,null,null,null,"5907577494537",null,null,"IMPRESJA",null,null,"",null,10,null,"https://www.ospel.pl/sites/all/pliki/import/image/podtynk/impresja/modul/tytan/ap45-1y_m_23.jpg","",null,"","","",null,null,null,"TYTAN",null,"","75 mm","75 mm","20 mm",null,null,"2025-05-08",null,"","https://www.ospel.pl/sites/all/pliki/import/image/podtynk/impresja/modul/tytan/ap45-1y_m_23.jpg","27.33.13.0","8536 90 01"]
[1477,"GG-1Y/m/28","Gniazdo głośnikowe pojedyncze",41.2,1,"szt","PLN","23%","",4,null,null,null,null,"5907577440510",null,null,"IMPRESJA",null,null,"",null,4,null,"https://www.ospel.pl/sites/all/pliki/import/image/podtynk/impresja/modul/zloto/gg-1y_m_28.jpg","https://www.ospel.pl/sites/all/pliki/import/image/rysunki/impresja/gniazda_glosnikowe.jpg",null,"Przyłączalność przewodów 0,75mm2","","",null,null,null,"ZŁOTY METALIK",null,"0.048 kg","71 mm","71 mm","21 mm",null,null,"2025-05-08",null,"","https://www.ospel.pl/sites/all/pliki/import/image/podtynk/impresja/modul/zloto/gg-1y_m_28.jpg","26.40.52.0","8517 18 00"]
[1483,"GG-2Y/m/27","Gniazdo głośnikowe podwójne",48,1,"szt","PLN","23%","",10,null,null,null,null,"5907577438647",null,null,"IMPRESJA",null,null,"",null,10,null,"https://www.ospel.pl/sites/all/pliki/import/image/podtynk/impresja/modul/ecru/gg-2y_m_27.jpg","https://www.ospel.pl/sites/all/pliki/import/image/rysunki/impresja/gniazda_glosnikowe_podwojne.jpg",null,"Przyłączalność przewodów 0,75mm2","","",null,null,null,"ECRU",null,"0.052 kg","71 mm","71 mm","21 mm",null,null,"2025-05-08",null,"","https://www.ospel.pl/sites/all/pliki/import/image/podtynk/impresja/modul/ecru/gg-2y_m_27.jpg","26.40.52.0","8517 18 00"]
[1486,"GG-2Y/m/50","Gniazdo głośnikowe podwójne",53.6,1,"szt","PLN","23%","",4,null,null,null,null,"5907577461911",null,null,"IMPRESJA",null,null,"",null,4,null,"https://www.ospel.pl/sites/all/pliki/import/image/podtynk/impresja/modul/antracyt/gg-2y_m_50.jpg","https://www.ospel.pl/sites/all/pliki/import/image/rysunki/impresja/gniazda_glosnikowe_podwojne.jpg",null,"Przyłączalność przewodów 0,75mm2","","",null,null,null,"ANTRACYT",null,"0.052 kg","71 mm","71 mm","21 mm",null,null,"2025-05-08",null,"","https://www.ospel.pl/sites/all/pliki/import/image/podtynk/impresja/modul/antracyt/gg-2y_m_50.jpg","26.40.52.0","8517 18 00"]
[1495,"GP-1Y/m/18","Gniazdo pojedyncze",25.3,1,"szt","PLN","23%","",4,null,null,null,null,"5907577439743",null,null,"IMPRESJA",null,null,"",null,4,null,"https://www.ospel.pl/sites/all/pliki/import/image/podtynk/impresja/modul/srebro/gp-1y_m_18.jpg","https://www.ospel.pl/sites/all/pliki/import/image/rysunki/impresja/gniazda_pojedyncze_ip20.jpg",null,"16A/250~, IP-20, zaciski gwintowe","","",null,null,null,"SREBRO",null,"0.066 kg","71 mm","71 mm","23 mm",null,null,"2025-05-08",null,"","https://www.ospel.pl/sites/all/pliki/import/image/podtynk/impresja/modul/srebro/gp-1y_m_18.jpg","27.33.13.0","8536 69 90"]
[1504,"GP-1YP/m/27","Gniazdo pojedyncze z przesłonami torów prądowych",19.7,1,"szt","PLN","23%","",10,null,null,null,null,"5907577438265",null,null,"IMPRESJA",null,null,"",null,10,null,"https://www.ospel.pl/sites/all/pliki/import/image/podtynk/impresja/modul/ecru/gp-1yp_m_27.jpg","https://www.ospel.pl/sites/all/pliki/import/image/rysunki/impresja/gniazda_pojedyncze_ip20.jpg",null,"16A/250~, IP-20, zaciski gwintowe","","",null,null,null,"ECRU",null,"0.068 kg","71 mm","71 mm","23 mm",null,null,"2025-05-08",null,"","https://www.ospel.pl/sites/all/pliki/import/image/podtynk/impresja/modul/ecru/gp-1yp_m_27.jpg","27.33.13.0","8536 69 90"]
[1512,"GP-1YS/m/28","Gniazdo pojedyncze z uziemieniem schuko",31.5,1,"szt","PLN","23%","",4,null,null,null,null,"5907577440923",null,null,"IMPRESJA",null,null,"",null,4,null,"https://www.ospel.pl/sites/all/pliki/import/image/podtynk/impresja/modul/zloto/gp-1ys_m_28.jpg","https://www.ospel.pl/sites/all/pliki/import/image/rysunki/impresja/gniazda_pojedyncze_schucko.jpg",null,"16A/250~, IP-20, zaciski gwintowe","","",null,null,null,"ZŁOTY METALIK",null,"0.075 kg","71 mm","71 mm","25 mm",null,null,"2025-05-08",null,"","https://www.ospel.pl/sites/all/pliki/import/image/podtynk/impresja/modul/zloto/gp-1ys_m_28.jpg","27.33.13.0","8536 69 90"]
[1521,"GP-1YSP/m/50","Gniazdo pojedyncze z uziemieniem schuko z przesłonami torów prądowych",32.200000000000003,1,"szt","PLN","23%","",4,null,null,null,null,"5907577471408",null,null,"IMPRESJA",null,null,"",null,4,null,"https://www.ospel.pl/sites/all/pliki/import/image/podtynk/impresja/modul/antracyt/gp-1ysp_m_50.jpg","https://www.ospel.pl/sites/all/pliki/import/image/rysunki/impresja/gniazda_pojedyncze_schucko.jpg",null,"16A/250~, IP-20, zaciski gwintowe","","",null,null,null,"ANTRACYT",null,"0.076 kg","71 mm","71 mm","25 mm",null,null,"2025-05-08",null,"","https://www.ospel.pl/sites/all/pliki/import/image/podtynk/impresja/modul/antracyt/gp-1ysp_m_50.jpg","27.33.13.0","8536 69 90"]
[1530,"GP-1YZDP/m/00","Gniazdo pojedyncze z uziemieniem DATA z przesłonami torów prądowych",22.3,1,"szt","PLN","23%","",10,null,null,null,null,"5907577436926",null,null,"IMPRESJA",null,null,"",null,10,null,"https://www.ospel.pl/sites/all/pliki/import/image/podtynk/impresja/modul/biala/gp-1yzdp_m_00.jpg","https://www.ospel.pl/sites/all/pliki/import/image/rysunki/impresja/gniazda_pojedyncze_ip20.jpg",null,"16A/250~, IP-20, zaciski gwintowe","","",null,null,null,"CZERWONY",null,"0.074 kg","71 mm","71 mm","23 mm",null,null,"2025-05-08",null,"","https://www.ospel.pl/sites/all/pliki/import/image/podtynk/impresja/modul/biala/gp-1yzdp_m_00.jpg","27.33.13.0","8536 69 90"]
[1539,"GP-1YZPUSB/m/00","Gniazdo pojedyncze z uziemieniem z przesłonami torów prądowych, z ładowarką USB",115.9,1,"szt","PLN","23%","",5,null,null,null,null,"5907577494636",null,null,"IMPRESJA",null,null,"",null,5,null,"https://www.ospel.pl/sites/all/pliki/import/image/podtynk/impresja/modul/biala/gp-1yzpusb_m_00.jpg","https://www.ospel.pl/sites/all/pliki/import/image/rysunki/impresja/gniazda_pojedyncze_ip20.jpg",null,"16A/230~,USB 5V/2,1A, IP-20, zac.bezgw.","","",null,null,null,"BIAŁY",null,"0.104 kg","73 mm","73 mm","34 mm",null,null,"2025-05-08",null,"","https://www.ospel.pl/sites/all/pliki/import/image/podtynk/impresja/modul/biala/gp-1yzpusb_m_00.jpg","27.33.13.0","8536 69 90"]
[1544,"GP-1YZPUSB/m/33","Gniazdo pojedyncze z uziemieniem z przesłonami torów prądowych, z ładowarką USB",124.5,1,"szt","PLN","23%","",5,null,null,null,null,"5906729011073",null,null,"IMPRESJA",null,null,"",null,5,null,"https://www.ospel.pl/sites/all/pliki/import/image/podtynk/impresja/modul/czarna/gp-1yzpusb_m_33.jpg","https://www.ospel.pl/sites/all/pliki/import/image/rysunki/impresja/gniazda_pojedyncze_ip20.jpg",null,"16A/230~,USB 5V/2,1A, IP-20, zac.bezgw.","","",null,null,null,"CZARNY METALIK",null,"0.104 kg","73 mm","73 mm","34 mm",null,null,"2025-05-08",null,"","https://www.ospel.pl/sites/all/pliki/import/image/podtynk/impresja/modul/czarna/gp-1yzpusb_m_33.jpg","27.33.13.0","8536 69 90"]
[1548,"GP-1YZPUSBAC/m/23","Gniazdo pojedyncze z uziemieniem z przesłonami torów prądowych, z ładowarką USB A+C",162.6,1,"szt","PLN","23%","",5,null,null,null,null,"5906729025773",null,null,"IMPRESJA",null,null,"",null,5,null,"https://www.ospel.pl/sites/all/pliki/import/image/podtynk/impresja/modul/tytan/gp-1yzpusbac_m_23.jpg","https://www.ospel.pl/sites/all/pliki/import/image/rysunki/impresja/gniazda_pojedyncze_ip20.jpg",null,"16A/230~, IP-20, zac.bezgw.","","",null,null,null,"TYTAN",null,"","73 mm","73 mm","31 mm",null,null,"2025-05-08",null,"","https://www.ospel.pl/sites/all/pliki/import/image/podtynk/impresja/modul/tytan/gp-1yzpusbac_m_23.jpg","27.33.13.0","8536 69 90"]
[1557,"GP-2Y/28","Gniazdo podwójne kompletne z ramką",32.799999999999997,1,"szt","PLN","23%","",4,null,null,null,null,"5907577440329",null,null,"IMPRESJA",null,null,"",null,4,null,"https://www.ospel.pl/sites/all/pliki/import/image/podtynk/impresja/modul/zloto/gp-2y_28.jpg","https://www.ospel.pl/sites/all/pliki/import/image/rysunki/impresja/gniazda_podwojne.jpg",null,"16A/250~, IP-20, zaciski gwintowe","","",null,null,null,"ZŁOTY METALIK",null,"0.0815 kg","84 mm","84 mm","27 mm",null,null,"2025-05-08",null,"","https://www.ospel.pl/sites/all/pliki/import/image/podtynk/impresja/modul/zloto/gp-2y_28.jpg","27.33.13.0","8536 69 90"]
[1567,"GP-2YP/00","Gniazdo podwójne z przesłonami torów prądowych, kompletne z ramką",25.5,1,"szt","PLN","23%","",10,null,null,null,null,"5907577437107",null,null,"IMPRESJA",null,null,"",null,10,null,"https://www.ospel.pl/sites/all/pliki/import/image/podtynk/impresja/modul/biala/gp-2yp_00.jpg","https://www.ospel.pl/sites/all/pliki/import/image/rysunki/impresja/gniazda_podwojne.jpg",null,"16A/250~, IP-20, zaciski gwintowe","","",null,null,null,"BIAŁY",null,"0.083 kg","84 mm","84 mm","27 mm",null,null,"2025-05-08",null,"","https://www.ospel.pl/sites/all/pliki/import/image/podtynk/impresja/modul/biala/gp-2yp_00.jpg","27.33.13.0","8536 69 90"]
[1574,"GP-2YR/m/00","Gniazdo podwójne moduł bez ramki",19.7,1,"szt","PLN","23%","",10,null,null,null,null,"5907577437169",null,null,"IMPRESJA",null,null,"",null,10,null,"https://www.ospel.pl/sites/all/pliki/import/image/podtynk/impresja/modul/biala/gp-2yr_m_00.jpg","https://www.ospel.pl/sites/all/pliki/import/image/rysunki/impresja/gniazda_ramka.jpg",null,"16A/250~, IP-20, zaciski gwintowe","","",null,null,null,"BIAŁY",null,"0.071 kg","71 mm","71 mm","27 mm",null,null,"2025-05-08",null,"","https://www.ospel.pl/sites/all/pliki/import/image/podtynk/impresja/modul/biala/gp-2yr_m_00.jpg","27.33.13.0","8536 69 90"]
[1583,"GP-2YRAZ/m/23","Gniazdo podwójne z uziemieniem moduł bez ramki",30.5,1,"szt","PLN","23%","",4,null,null,null,null,"5907577480691",null,null,"IMPRESJA",null,null,"",null,4,null,"https://www.ospel.pl/sites/all/pliki/import/image/podtynk/impresja/modul/tytan/gp-2yrz_m_23.jpg","https://www.ospel.pl/sites/all/pliki/import/image/rysunki/impresja/gniazda_ramka_uz.jpg",null,"16A/250~, IP-20, do ramek linii Prestige","","",null,null,null,"TYTAN",null,"0.084 kg","71 mm","71 mm","19 mm",null,null,"2025-05-08",null,"","https://www.ospel.pl/sites/all/pliki/import/image/podtynk/impresja/modul/tytan/gp-2yrz_m_23.jpg","27.33.13.0","8536 69 90"]
[1592,"GP-2YRAZP/m/28","Gniazdo podwójne z uziemieniem z przesłonami torów prądowych, moduł bez ramki",31.8,1,"szt","PLN","23%","",4,null,null,null,null,"5907577480776",null,null,"IMPRESJA",null,null,"",null,4,null,"https://www.ospel.pl/sites/all/pliki/import/image/podtynk/impresja/modul/zloto/gp-2yrzp_m_28.jpg","https://www.ospel.pl/sites/all/pliki/import/image/rysunki/impresja/gniazda_ramka_uz.jpg",null,"16A/250~, IP-20, do ramek linii Prestige","","",null,null,null,"ZŁOTY METALIK",null,"0.085 kg","71 mm","71 mm","19 mm",null,null,"2025-05-08",null,"","https://www.ospel.pl/sites/all/pliki/import/image/podtynk/impresja/modul/zloto/gp-2yrzp_m_28.jpg","27.33.13.0","8536 69 90"]
[1596,"GP-2YRP/m/18","Gniazdo podwójne z przesłonami torów prądowych, moduł bez ramki",27.6,1,"szt","PLN","23%","",4,null,null,null,null,"5907577440664",null,null,"IMPRESJA",null,null,"",null,4,null,"https://www.ospel.pl/sites/all/pliki/import/image/podtynk/impresja/modul/srebro/gp-2yrp_m_18.jpg","https://www.ospel.pl/sites/all/pliki/import/image/rysunki/impresja/gniazda_ramka.jpg",null,"16A/250~, IP-20, zaciski gwintowe","","",null,null,null,"SREBRO",null,"0.072 kg","71 mm","71 mm","27 mm",null,null,"2025-05-08",null,"","https://www.ospel.pl/sites/all/pliki/import/image/podtynk/impresja/modul/srebro/gp-2yrp_m_18.jpg","27.33.13.0","8536 69 90"]
[1601,"GP-2YRP/m/50","Gniazdo podwójne z przesłonami torów prądowych, moduł bez ramki",27.6,1,"szt","PLN","23%","",4,null,null,null,null,"5907577471439",null,null,"IMPRESJA",null,null,"",null,4,null,"https://www.ospel.pl/sites/all/pliki/import/image/podtynk/impresja/modul/antracyt/gp-2yrp_m_50.jpg","https://www.ospel.pl/sites/all/pliki/import/image/rysunki/impresja/gniazda_ramka.jpg",null,"16A/250~, IP-20, zaciski gwintowe","","",null,null,null,"ANTRACYT",null,"0.072 kg","71 mm","71 mm","27 mm",null,null,"2025-05-08",null,"","https://www.ospel.pl/sites/all/pliki/import/image/podtynk/impresja/modul/antracyt/gp-2yrp_m_50.jpg","27.33.13.0","8536 69 90"]
[1610,"GP-2YRZP/m/18","Gniazdo podwójne z uziemieniem z przesłonami torów prądowych, moduł bez ramki",31.8,1,"szt","PLN","23%","",4,null,null,null,null,"5907577440671",null,null,"IMPRESJA",null,null,"",null,4,null,"https://www.ospel.pl/sites/all/pliki/import/image/podtynk/impresja/modul/srebro/gp-2yrzp_m_18.jpg","https://www.ospel.pl/sites/all/pliki/import/image/rysunki/impresja/gniazda_ramka_uz.jpg",null,"16A/250~, IP-20, zaciski gwintowe","","",null,null,null,"SREBRO",null,"0.085 kg","71 mm","71 mm","27 mm",null,null,"2025-05-08",null,"","https://www.ospel.pl/sites/all/pliki/import/image/podtynk/impresja/modul/srebro/gp-2yrzp_m_18.jpg","27.33.13.0","8536 69 90"]
[1619,"GP-2YS/27","Gniazdo podwójne z uziemieniem schuko kompletne z ramką",30.5,1,"szt","PLN","23%","",5,null,null,null,null,"5907577440787",null,null,"IMPRESJA",null,null,"",null,5,null,"https://www.ospel.pl/sites/all/pliki/import/image/podtynk/impresja/modul/ecru/gp-2ys_27.jpg","https://www.ospel.pl/sites/all/pliki/import/image/rysunki/impresja/gniazda_podwojne_schucko.jpg",null,"16A/250~, IP-20, zaciski gwintowe","","",null,null,null,"ECRU",null,"0.0915 kg","90 mm","84 mm","22 mm",null,null,"2025-05-08",null,"","https://www.ospel.pl/sites/all/pliki/import/image/podtynk/impresja/modul/ecru/gp-2ys_27.jpg","27.33.13.0","8536 69 90"]
[1627,"GP-2YSP/28","Gniazdo podwójne z uziemieniem schuko z przesłonami torów prądowych, kompletne z ramką",36.799999999999997,1,"szt","PLN","23%","",5,null,null,null,null,"5907577440978",null,null,"IMPRESJA",null,null,"",null,5,null,"https://www.ospel.pl/sites/all/pliki/import/image/podtynk/impresja/modul/zloto/gp-2ysp_28.jpg","https://www.ospel.pl/sites/all/pliki/import/image/rysunki/impresja/gniazda_podwojne_schucko.jpg",null,"16A/250~, IP-20, zaciski gwintowe","","",null,null,null,"ZŁOTY METALIK",null,"0.093 kg","90 mm","84 mm","22 mm",null,null,"2025-05-08",null,"","https://www.ospel.pl/sites/all/pliki/import/image/podtynk/impresja/modul/zloto/gp-2ysp_28.jpg","27.33.13.0","8536 69 90"]
[1636,"GP-2YZ/50","Gniazdo podwójne z uziemieniem kompletne z ramką",34.700000000000003,1,"szt","PLN","23%","",4,null,null,null,null,"5907577461768",null,null,"IMPRESJA",null,null,"",null,4,null,"https://www.ospel.pl/sites/all/pliki/import/image/podtynk/impresja/modul/antracyt/gp-2yz_50.jpg","https://www.ospel.pl/sites/all/pliki/import/image/rysunki/impresja/gniazda_podwojne.jpg",null,"16A/250~, IP-20, zaciski gwintowe","","",null,null,null,"ANTRACYT",null,"0.093 kg","84 mm","84 mm","27 mm",null,null,"2025-05-08",null,"","https://www.ospel.pl/sites/all/pliki/import/image/podtynk/impresja/modul/antracyt/gp-2yz_50.jpg","27.33.13.0","8536 69 90"]
[1645,"GP-3Y/m/18","Gniazdo potrójne EURO",27.8,1,"szt","PLN","23%","",4,null,null,null,null,"5907577439811",null,null,"IMPRESJA",null,null,"",null,4,null,"https://www.ospel.pl/sites/all/pliki/import/image/podtynk/impresja/modul/srebro/gp-3y_m_18.jpg","https://www.ospel.pl/sites/all/pliki/import/image/rysunki/impresja/gniazda_potrojne_euro.jpg",null,"2,5A/250~ IP-20, zaciski gwintowe","","",null,null,null,"SREBRO",null,"0.066 kg","71 mm","71 mm","22 mm",null,null,"2025-05-08",null,"","https://www.ospel.pl/sites/all/pliki/import/image/podtynk/impresja/modul/srebro/gp-3y_m_18.jpg","27.33.13.0","8536 69 90"]
[1651,"GPA-10YP/m/00","Gniazdo RTV przelotowe 10-dB",64.400000000000006,1,"szt","PLN","23%","",10,null,null,null,null,"5907577437367",null,null,"IMPRESJA",null,null,"",null,10,null,"https://www.ospel.pl/sites/all/pliki/import/image/podtynk/impresja/modul/biala/gpa-yk_m_00.jpg","https://www.ospel.pl/sites/all/pliki/import/image/rysunki/impresja/gniazda_rtv_sat.jpg",null,"Współczynnik tłumienia 10dB","","",null,null,null,"BIAŁY",null,"0.103 kg","71 mm","71 mm","24 mm",null,null,"2025-05-08",null,"https://www.ospel.pl/sites/all/pliki/import/image/schematy/rtv_sat.pdf","https://www.ospel.pl/sites/all/pliki/import/image/podtynk/impresja/modul/biala/gpa-yk_m_00.jpg","26.40.52.0","8517 18 00"]
[1662,"GPA-10YPZ/m/28","Gniazdo RTV zakończeniowe",70.7,1,"szt","PLN","23%","",4,null,null,null,null,"5907577440404",null,null,"IMPRESJA",null,null,"",null,4,null,"https://www.ospel.pl/sites/all/pliki/import/image/podtynk/impresja/modul/zloto/gpa-10yp_m_28.jpg","https://www.ospel.pl/sites/all/pliki/import/image/rysunki/impresja/gniazda_rtv_sat.jpg",null,"Współczynnik tłumienia 10dB","","",null,null,null,"ZŁOTY METALIK",null,"0.103 kg","71 mm","71 mm","24 mm",null,null,"2025-05-08",null,"https://www.ospel.pl/sites/all/pliki/import/image/schematy/rtv_sat.pdf","https://www.ospel.pl/sites/all/pliki/import/image/podtynk/impresja/modul/zloto/gpa-10yp_m_28.jpg","26.40.52.0","8517 18 00"]
[1663,"GPA-10YPZ/m/33","Gniazdo RTV zakończeniowe",70.7,1,"szt","PLN","23%","",4,null,null,null,null,"5906729010649",null,null,"IMPRESJA",null,null,"",null,4,null,"https://www.ospel.pl/sites/all/pliki/import/image/podtynk/impresja/modul/czarna/gpa-10yp_m_33.jpg","https://www.ospel.pl/sites/all/pliki/import/image/rysunki/impresja/gniazda_rtv_sat.jpg",null,"Współczynnik tłumienia 10dB","","",null,null,null,"CZARNY METALIK",null,"0.103 kg","71 mm","71 mm","24 mm",null,null,"2025-05-08",null,"","https://www.ospel.pl/sites/all/pliki/import/image/podtynk/impresja/modul/czarna/gpa-10yp_m_33.jpg","26.40.52.0","8517 18 00"]
[1672,"GPA-16YP/m/00","Gniazdo RTV przelotowe 16-dB",64.400000000000006,1,"szt","PLN","23%","",10,null,null,null,null,"5907577437404",null,null,"IMPRESJA",null,null,"",null,10,null,"https://www.ospel.pl/sites/all/pliki/import/image/podtynk/impresja/modul/biala/gpa-yk_m_00.jpg","https://www.ospel.pl/sites/all/pliki/import/image/rysunki/impresja/gniazda_rtv_sat.jpg",null,"Współczynnik tłumienia 16dB","","",null,null,null,"BIAŁY",null,"0.103 kg","71 mm","71 mm","24 mm",null,null,"2025-05-08",null,"https://www.ospel.pl/sites/all/pliki/import/image/schematy/rtv_sat.pdf","https://www.ospel.pl/sites/all/pliki/import/image/podtynk/impresja/modul/biala/gpa-yk_m_00.jpg","26.40.52.0","8517 18 00"]
[1680,"GPA-1YF/m/18","Gniazdo antenowe typu F pojedyncze",30.6,1,"szt","PLN","23%","",4,null,null,null,null,"5907577458669",null,null,"IMPRESJA",null,null,"",null,4,null,"https://www.ospel.pl/sites/all/pliki/import/image/podtynk/impresja/modul/srebro/gpa-1yf_m_18.jpg","https://www.ospel.pl/sites/all/pliki/import/image/rysunki/impresja/gniazda_antenowe_f.jpg",null,"Złącze typu F","","",null,null,null,"SREBRO",null,"0.052 kg","71 mm","71 mm","24 mm",null,null,"2025-05-08",null,"","https://www.ospel.pl/sites/all/pliki/import/image/podtynk/impresja/modul/srebro/gpa-1yf_m_18.jpg","26.40.52.0","8517 18 00"]
[1689,"GPA-2YF/m/27","Gniazdo antenowe typu F podwójne",34.9,1,"szt","PLN","23%","",10,null,null,null,null,"5907577455569",null,null,"IMPRESJA",null,null,"",null,10,null,"https://www.ospel.pl/sites/all/pliki/import/image/podtynk/impresja/modul/ecru/gpa-2yf_m_27.jpg","https://www.ospel.pl/sites/all/pliki/import/image/rysunki/impresja/gniazda_antenowe_f.jpg",null,"Złącze typu F","","",null,null,null,"ECRU",null,"0.052 kg","71 mm","71 mm","24 mm",null,null,"2025-05-08",null,"","https://www.ospel.pl/sites/all/pliki/import/image/podtynk/impresja/modul/ecru/gpa-2yf_m_27.jpg","26.40.52.0","8517 18 00"]
[1698,"GPA-Y2S/m/33","Gniazdo RTV-SAT z dwoma wyjściami SAT",113.2,1,"szt","PLN","23%","",4,null,null,null,null,"5906729011141",null,null,"IMPRESJA",null,null,"",null,4,null,"https://www.ospel.pl/sites/all/pliki/import/image/podtynk/impresja/modul/czarna/gpa-y2s_m_33.jpg","https://www.ospel.pl/sites/all/pliki/import/image/rysunki/impresja/gniazda_rtv_sat.jpg",null,"Współczynnik tłumienia 1,5dB","","",null,null,null,"CZARNY METALIK",null,"0.110 kg","71 mm","71 mm","24 mm",null,null,"2025-05-08",null,"","https://www.ospel.pl/sites/all/pliki/import/image/podtynk/impresja/modul/czarna/gpa-y2s_m_33.jpg","26.40.52.0","8517 18 00"]
[1703,"GPA-YD/m/27","Gniazdo RTV-DATA",91.7,1,"szt","PLN","23%","",10,null,null,null,null,"5907577461010",null,null,"IMPRESJA",null,null,"",null,10,null,"https://www.ospel.pl/sites/all/pliki/import/image/podtynk/impresja/modul/ecru/gpa-yd_m_27.jpg","https://www.ospel.pl/sites/all/pliki/import/image/rysunki/impresja/gniazda_rtv_sat.jpg",null,"Częstotliwość toru DATA 5÷862 MHz","","",null,null,null,"ECRU",null,"0.128 kg","71 mm","71 mm","24 mm",null,null,"2025-05-08",null,"","https://www.ospel.pl/sites/all/pliki/import/image/podtynk/impresja/modul/ecru/gpa-yd_m_27.jpg","26.40.52.0","8517 18 00"]
[1715,"GPA-YS/m/18","Gniazdo RTV-SAT końcowe",87.7,1,"szt","PLN","23%","",4,null,null,null,null,"5907577439873",null,null,"IMPRESJA",null,null,"",null,4,null,"https://www.ospel.pl/sites/all/pliki/import/image/podtynk/impresja/modul/srebro/gpa-ys_m_18.jpg","https://www.ospel.pl/sites/all/pliki/import/image/rysunki/impresja/gniazda_rtv_sat.jpg",null,"Współczynnik tłumienia 1,5-2dB","","",null,null,null,"SREBRO",null,"0.1045 kg","71 mm","71 mm","24 mm",null,null,"2025-05-08",null,"https://www.ospel.pl/sites/all/pliki/import/image/schematy/rtv_sat.pdf","https://www.ospel.pl/sites/all/pliki/import/image/podtynk/impresja/modul/srebro/gpa-ys_m_18.jpg","26.40.52.0","8517 18 00"]
[1724,"GPA-YSP/m/27","Gniazdo RTV-SAT przelotowe",104,1,"szt","PLN","23%","",10,null,null,null,null,"5907577438470",null,null,"IMPRESJA",null,null,"",null,10,null,"https://www.ospel.pl/sites/all/pliki/import/image/podtynk/impresja/modul/ecru/gpa-ys_m_27.jpg","https://www.ospel.pl/sites/all/pliki/import/image/rysunki/impresja/gniazda_rtv_sat.jpg",null,"Współczynnik tłumienia 1,2dB","","",null,null,null,"ECRU",null,"0.1055 kg","71 mm","71 mm","24 mm",null,null,"2025-05-08",null,"https://www.ospel.pl/sites/all/pliki/import/image/schematy/rtv_sat.pdf","https://www.ospel.pl/sites/all/pliki/import/image/podtynk/impresja/modul/ecru/gpa-ys_m_27.jpg","26.40.52.0","8517 18 00"]
[1725,"GPA-YSP/m/28","Gniazdo RTV-SAT przelotowe",106,1,"szt","PLN","23%","",4,null,null,null,null,"5907577440435",null,null,"IMPRESJA",null,null,"",null,4,null,"https://www.ospel.pl/sites/all/pliki/import/image/podtynk/impresja/modul/zloto/gpa-ys_m_28.jpg","https://www.ospel.pl/sites/all/pliki/import/image/rysunki/impresja/gniazda_rtv_sat.jpg",null,"Współczynnik tłumienia 1,2dB","","",null,null,null,"ZŁOTY METALIK",null,"0.1055 kg","71 mm","71 mm","24 mm",null,null,"2025-05-08",null,"https://www.ospel.pl/sites/all/pliki/import/image/schematy/rtv_sat.pdf","https://www.ospel.pl/sites/all/pliki/import/image/podtynk/impresja/modul/zloto/gpa-ys_m_28.jpg","26.40.52.0","8517 18 00"]
[1739,"GPE-2Y/m/28","Gniazdo ekwipotencjalne podwójne",129.5,1,"szt","PLN","23%","",4,null,null,null,null,"5907577460754",null,null,"IMPRESJA",null,null,"",null,4,null,"https://www.ospel.pl/sites/all/pliki/import/image/podtynk/impresja/modul/zloto/gpe-2y_m_28.jpg","",null,"","","",null,null,null,"ZŁOTY METALIK",null,"0.076 kg","71 mm","71 mm","20 mm",null,null,"2025-05-08",null,"","https://www.ospel.pl/sites/all/pliki/import/image/podtynk/impresja/modul/zloto/gpe-2y_m_28.jpg","","8536 90 10"]
[1742,"GPH-1YS/m/00/d","Gniazdo bryzgoszczelne z uziemieniem schuko IP-44 wieczko przezroczyste",32,1,"szt","PLN","23%","",10,null,null,null,null,"5907577437046",null,null,"IMPRESJA",null,null,"",null,10,null,"https://www.ospel.pl/sites/all/pliki/import/image/podtynk/impresja/modul/biala/gph-1ys_m_00_d.jpg","https://www.ospel.pl/sites/all/pliki/import/image/rysunki/impresja/gniazda_bryzgoszczelne.jpg",null,"16A/250~, IP-44, zaciski gwintowe","","",null,null,null,"BIAŁY",null,"0.0830 kg","71 mm","71 mm","23 mm",null,null,"2025-05-08",null,"","https://www.ospel.pl/sites/all/pliki/import/image/podtynk/impresja/modul/biala/gph-1ys_m_00_d.jpg","27.33.13.0","8536 69 90"]
[1751,"GPH-1YSP/m/23/d","Gniazdo bryzgoszczelne z uziemieniem schuko IP-44 z przesłonami torów prądowych wieczko przezroczyste",36.5,1,"szt","PLN","23%","",4,null,null,null,null,"5907577440893",null,null,"IMPRESJA",null,null,"",null,4,null,"https://www.ospel.pl/sites/all/pliki/import/image/podtynk/impresja/modul/tytan/gph-1ysp_m_23_d.jpg","https://www.ospel.pl/sites/all/pliki/import/image/rysunki/impresja/gniazda_bryzgoszczelne.jpg",null,"16A/250~, IP-44, zaciski gwintowe","","",null,null,null,"TYTAN",null,"0.0840 kg","71 mm","71 mm","23 mm",null,null,"2025-05-08",null,"","https://www.ospel.pl/sites/all/pliki/import/image/podtynk/impresja/modul/tytan/gph-1ysp_m_23_d.jpg","27.33.13.0","8536 69 90"]
[1760,"GPH-1YZ/m/27/d","Gniazdo bryzgoszczelne z uziemieniem IP-44 wieczko przezroczyste",30.5,1,"szt","PLN","23%","",10,null,null,null,null,"5907577438340",null,null,"IMPRESJA",null,null,"",null,10,null,"https://www.ospel.pl/sites/all/pliki/import/image/podtynk/impresja/modul/ecru/gph-1yz_m_27_d.jpg","https://www.ospel.pl/sites/all/pliki/import/image/rysunki/impresja/gniazda_bryzgoszczelne.jpg",null,"16A/250~, IP-44, zaciski gwintowe","","",null,null,null,"ECRU",null,"0.0855 kg","71 mm","71 mm","23 mm",null,null,"2025-05-08",null,"","https://www.ospel.pl/sites/all/pliki/import/image/podtynk/impresja/modul/ecru/gph-1yz_m_27_d.jpg","27.33.13.0","8536 69 90"]
[1764,"GPH-1YZ/m/50/d","Gniazdo bryzgoszczelne z uziemieniem IP-44 wieczko przezroczyste",33.9,1,"szt","PLN","23%","",4,null,null,null,null,"5907577461737",null,null,"IMPRESJA",null,null,"",null,4,null,"https://www.ospel.pl/sites/all/pliki/import/image/podtynk/impresja/modul/antracyt/gph-1yz_m_50.jpg","https://www.ospel.pl/sites/all/pliki/import/image/rysunki/impresja/gniazda_bryzgoszczelne.jpg",null,"16A/250~, IP-44, zaciski gwintowe","","",null,null,null,"ANTRACYT",null,"0.0855 kg","71 mm","71 mm","23 mm",null,null,"2025-05-08",null,"","https://www.ospel.pl/sites/all/pliki/import/image/podtynk/impresja/modul/antracyt/gph-1yz_m_50.jpg","27.33.13.0","8536 69 90"]
[1777,"GPK-1Y/K/m/27","Gniazdo komputerowe pojedyncze, kat. 5e MMC",55.9,1,"szt","PLN","23%","",10,null,null,null,null,"5907577438524",null,null,"IMPRESJA",null,null,"",null,10,null,"https://www.ospel.pl/sites/all/pliki/import/image/podtynk/impresja/modul/ecru/gpk-1y_k_m_27.jpg","https://www.ospel.pl/sites/all/pliki/import/image/rysunki/impresja/gniazda_t_k_1.jpg",null,"Złącze IDC","","",null,null,null,"ECRU",null,"0.0575 kg","71 mm","71 mm","20 mm",null,null,"2025-05-08",null,"","https://www.ospel.pl/sites/all/pliki/import/image/podtynk/impresja/modul/ecru/gpk-1y_k_m_27.jpg","26.30.30.0","8517 18 00"]
[1786,"GPK-1Y/p/33","Obudowa gniazda pojedynczego typu Keystone prosta",17,1,"szt","PLN","23%","",4,null,null,null,null,"5906729010793",null,null,"IMPRESJA",null,null,"",null,4,null,"https://www.ospel.pl/sites/all/pliki/import/image/podtynk/impresja/modul/czarna/gpk-1y_p_33.jpg","",null,"","","",null,null,null,"CZARNY METALIK",null,"0.0515 kg","71 mm","71 mm","30 mm",null,null,"2025-05-08",null,"","https://www.ospel.pl/sites/all/pliki/import/image/podtynk/impresja/modul/czarna/gpk-1y_p_33.jpg","26.30.30.0","8517 18 00"]
[1787,"GPK-1Y/p/50","Obudowa gniazda pojedynczego typu Keystone prosta",17,1,"szt","PLN","23%","",4,null,null,null,null,"5907577471583",null,null,"IMPRESJA",null,null,"",null,4,null,"https://www.ospel.pl/sites/all/pliki/import/image/podtynk/impresja/modul/antracyt/gpk-1y_p_50.jpg","",null,"","","",null,null,null,"ANTRACYT",null,"0.0515 kg","71 mm","71 mm","30 mm",null,null,"2025-05-08",null,"","https://www.ospel.pl/sites/all/pliki/import/image/podtynk/impresja/modul/antracyt/gpk-1y_p_50.jpg","26.30.30.0","8517 18 00"]
[1795,"GPK-2Y/K/m/00","Gniazdo komputerowe podwójne, kat. 5e MMC",91,1,"szt","PLN","23%","",10,null,null,null,null,"5907577437565",null,null,"IMPRESJA",null,null,"",null,10,null,"https://www.ospel.pl/sites/all/pliki/import/image/podtynk/impresja/modul/biala/gpk-2y_k_m_00.jpg","https://www.ospel.pl/sites/all/pliki/import/image/rysunki/impresja/gniazda_t_k_1.jpg",null,"Złącze IDC","","",null,null,null,"BIAŁY",null,"0.065 kg","71 mm","71 mm","20 mm",null,null,"2025-05-08",null,"","https://www.ospel.pl/sites/all/pliki/import/image/podtynk/impresja/modul/biala/gpk-2y_k_m_00.jpg","26.30.30.0","8517 18 00"]
[1804,"GPK-2Y/p/23","Obudowa gniazda podwójnego typu Keystone prosta",17,1,"szt","PLN","23%","",4,null,null,null,null,"5907577462123",null,null,"IMPRESJA",null,null,"",null,4,null,"https://www.ospel.pl/sites/all/pliki/import/image/podtynk/impresja/modul/tytan/gpk-2y_p_23.jpg","",null,"","","",null,null,null,"TYTAN",null,"0.0515 kg","71 mm","71 mm","30 mm",null,null,"2025-05-08",null,"","https://www.ospel.pl/sites/all/pliki/import/image/podtynk/impresja/modul/tytan/gpk-2y_p_23.jpg","26.30.30.0","8517 18 00"]
[1813,"GPK-2YS/p/28","Obudowa gniazda podwójnego typu Keystone skośna",17.399999999999999,1,"szt","PLN","23%","",4,null,null,null,null,"5907577455248",null,null,"IMPRESJA",null,null,"",null,4,null,"https://www.ospel.pl/sites/all/pliki/import/image/podtynk/impresja/modul/zloto/gpk-2ys_p_28.jpg","",null,"","","",null,null,null,"ZŁOTY METALIK",null,"0.055 kg","71 mm","71 mm","30 mm",null,null,"2025-05-08",null,"","https://www.ospel.pl/sites/all/pliki/import/image/podtynk/impresja/modul/zloto/gpk-2ys_p_28.jpg","26.30.30.0","8517 18 00"]
[1823,"GPT-1Y/m/00","Gniazdo telefoniczne pojedyncze",35.5,1,"szt","PLN","23%","",10,null,null,null,null,"5907577437480",null,null,"IMPRESJA",null,null,"",null,10,null,"https://www.ospel.pl/sites/all/pliki/import/image/podtynk/impresja/modul/biala/gpt-1y_m_00.jpg","https://www.ospel.pl/sites/all/pliki/import/image/rysunki/impresja/gniazda_t_k_1.jpg",null,"Zaciski gwintowe","","",null,null,null,"BIAŁY",null,"0.0525 kg","71 mm","71 mm","20 mm",null,null,"2025-05-08",null,"","https://www.ospel.pl/sites/all/pliki/import/image/podtynk/impresja/modul/biala/gpt-1y_m_00.jpg","26.30.30.0","8517 18 00"]
[1830,"GPT-2YN/m/00","Gniazdo telefoniczne podwójne niezależne",51.5,1,"szt","PLN","23%","",10,null,null,null,null,"5907577437503",null,null,"IMPRESJA",null,null,"",null,10,null,"https://www.ospel.pl/sites/all/pliki/import/image/podtynk/impresja/modul/biala/gpt-2yr_m_00.jpg","https://www.ospel.pl/sites/all/pliki/import/image/rysunki/impresja/gniazda_t_k_1.jpg",null,"Zaciski gwintowe","","",null,null,null,"BIAŁY",null,"0.0555 kg","71 mm","71 mm","20 mm",null,null,"2025-05-08",null,"","https://www.ospel.pl/sites/all/pliki/import/image/podtynk/impresja/modul/biala/gpt-2yr_m_00.jpg","26.30.30.0","8517 18 00"]
[1839,"GPT-2YR/m/23","Gniazdo telefoniczne podwójne równoległe",56.5,1,"szt","PLN","23%","",4,null,null,null,null,"5907577439149",null,null,"IMPRESJA",null,null,"",null,4,null,"https://www.ospel.pl/sites/all/pliki/import/image/podtynk/impresja/modul/tytan/gpt-2yr_m_23.jpg","https://www.ospel.pl/sites/all/pliki/import/image/rysunki/impresja/gniazda_t_k_1.jpg",null,"Zaciski gwintowe","","",null,null,null,"TYTAN",null,"0.0535 kg","71 mm","71 mm","20 mm",null,null,"2025-05-08",null,"","https://www.ospel.pl/sites/all/pliki/import/image/podtynk/impresja/modul/tytan/gpt-2yr_m_23.jpg","26.30.30.0","8517 18 00"]
[1848,"ŁP-10Y/m/28","Łącznik podwójny schodowy",37.4,1,"szt","PLN","23%","",4,null,null,null,null,"5907577440183",null,null,"IMPRESJA",null,null,"",null,4,null,"https://www.ospel.pl/sites/all/pliki/import/image/podtynk/impresja/modul/zloto/lp-2y_m_28.jpg","https://www.ospel.pl/sites/all/pliki/import/image/rysunki/impresja/lacznik_podwojny.jpg",null,"16AX250~, IP-20, zaciski bezgwintowe","","",null,null,null,"ZŁOTY METALIK",null,"0.0805 kg","71 mm","71 mm","23 mm",null,null,"2025-05-08",null,"https://www.ospel.pl/sites/all/pliki/import/image/schematy/lacznik_podwojny_schodowy.jpg","https://www.ospel.pl/sites/all/pliki/import/image/podtynk/impresja/modul/zloto/lp-2y_m_28.jpg","27.33.11.0","8536 50 07"]
[1855,"ŁP-11Y/m/28","Łącznik dwubiegunowy",32.200000000000003,1,"szt","PLN","23%","",4,null,null,null,null,"5907577440152",null,null,"IMPRESJA",null,null,"",null,4,null,"https://www.ospel.pl/sites/all/pliki/import/image/podtynk/impresja/modul/zloto/lp-11y_m_28.jpg","https://www.ospel.pl/sites/all/pliki/import/image/rysunki/impresja/lacznik_ip20.jpg",null,"16AX250~, IP-20, zaciski bezgwintowe","","",null,null,null,"ZŁOTY METALIK",null,"0.074 kg","71 mm","71 mm","23 mm",null,null,"2025-05-08",null,"https://www.ospel.pl/sites/all/pliki/import/image/schematy/lacznik_dwubiegunowy.jpg","https://www.ospel.pl/sites/all/pliki/import/image/podtynk/impresja/modul/zloto/lp-11y_m_28.jpg","27.33.11.0","8536 50 07"]
[1857,"ŁP-11Y/m/50","Łącznik dwubiegunowy",32.200000000000003,1,"szt","PLN","23%","",4,null,null,null,null,"5907577461638",null,null,"IMPRESJA",null,null,"",null,4,null,"https://www.ospel.pl/sites/all/pliki/import/image/podtynk/impresja/modul/antracyt/lp-11y_m_50.jpg","https://www.ospel.pl/sites/all/pliki/import/image/rysunki/impresja/lacznik_ip20.jpg",null,"16AX250~, IP-20, zaciski bezgwintowe","","",null,null,null,"ANTRACYT",null,"0.074 kg","71 mm","71 mm","23 mm",null,null,"2025-05-08",null,"https://www.ospel.pl/sites/all/pliki/import/image/schematy/lacznik_dwubiegunowy.jpg","https://www.ospel.pl/sites/all/pliki/import/image/podtynk/impresja/modul/antracyt/lp-11y_m_50.jpg","27.33.11.0","8536 50 07"]
[1866,"ŁP-12YS/m/18","Łącznik kontrolny z podświetleniem niebieskim",34.299999999999997,1,"szt","PLN","23%","",4,null,null,null,null,"5907577439613",null,null,"IMPRESJA",null,null,"",null,4,null,"https://www.ospel.pl/sites/all/pliki/import/image/podtynk/impresja/modul/srebro/lp-1ys_m_18.jpg","https://www.ospel.pl/sites/all/pliki/import/image/rysunki/impresja/lacznik_ip20.jpg",null,"16AX250~, IP-20, zaciski bezgwintowe","","",null,null,null,"SREBRO",null,"0.074 kg","71 mm","71 mm","23 mm",null,null,"2025-05-08",null,"https://www.ospel.pl/sites/all/pliki/import/image/schematy/lacznik_kontrolny.jpg","https://www.ospel.pl/sites/all/pliki/import/image/podtynk/impresja/modul/srebro/lp-1ys_m_18.jpg","27.33.11.0","8536 50 07"]
[1878,"ŁP-13Y/m/50","Łącznik potrójny",45.3,1,"szt","PLN","23%","",4,null,null,null,null,"5907577462024",null,null,"IMPRESJA",null,null,"",null,4,null,"https://www.ospel.pl/sites/all/pliki/import/image/podtynk/impresja/modul/antracyt/lp-13y_m_50.jpg","",null,"10AX/250~, IP-20 zaciski bezgwintowe","","",null,null,null,"ANTRACYT",null,"0.0755 kg","71 mm","71 mm","23 mm",null,null,"2025-05-08",null,"","https://www.ospel.pl/sites/all/pliki/import/image/podtynk/impresja/modul/antracyt/lp-13y_m_50.jpg","27.33.11.0","8536 50 07"]
[1883,"ŁP-15YS/m/28","Łącznik hotelowy z podświetleniem pomarańczowym",127.9,1,"szt","PLN","23%","",5,null,null,null,null,"5907577440534",null,null,"IMPRESJA",null,null,"",null,5,null,"https://www.ospel.pl/sites/all/pliki/import/image/podtynk/impresja/modul/zloto/lp-15ys_m_28.jpg","https://www.ospel.pl/sites/all/pliki/import/image/rysunki/impresja/lacznik_hotelowy.jpg",null,"16A230~, IP-20, zaciski gwintowe","","Tylko na zamówienie",null,null,null,"ZŁOTY METALIK",null,"0.101 kg","71 mm","71 mm","29 mm",null,null,"2025-05-08",null,"https://www.ospel.pl/sites/all/pliki/import/image/schematy/lacznik_hotelowy.jpg","https://www.ospel.pl/sites/all/pliki/import/image/podtynk/impresja/modul/zloto/lp-15ys_m_28.jpg","27.33.11.0","8536 50 05"]
[1892,"ŁP-16Y/m/50","Elektroniczny czujnik ruchu",287.8,1,"szt","PLN","23%","",5,null,null,null,null,"5907577461935",null,null,"IMPRESJA",null,null,"",null,5,null,"https://www.ospel.pl/sites/all/pliki/import/image/podtynk/impresja/modul/antracyt/lp-16y_m_50.jpg","https://www.ospel.pl/sites/all/pliki/import/image/rysunki/impresja/czujnik_ruchu.jpg",null,"Zasięg działania do 7 metrów","","Tylko na zamówienie",null,null,null,"ANTRACYT",null,"0.103 kg","71 mm","71 mm","28.5 mm",null,null,"2025-05-08",null,"","https://www.ospel.pl/sites/all/pliki/import/image/podtynk/impresja/modul/antracyt/lp-16y_m_50.jpg","27.33.11.0","8536 50 05"]
[1901,"ŁP-19Y/m/18","Łącznik podwójny krzyżowy",62.1,1,"szt","PLN","23%","",4,null,null,null,null,"5906729009179",null,null,"IMPRESJA",null,null,"",null,4,null,"https://www.ospel.pl/sites/all/pliki/import/image/podtynk/impresja/modul/srebro/lp-2y_m_18.jpg","https://www.ospel.pl/sites/all/pliki/import/image/rysunki/impresja/lacznik_podwojny.jpg",null,"10AX250~, IP-20 zaciski gwintowe","","",null,null,null,"SREBRO",null,"","71 mm","71 mm","21 mm",null,null,"2025-05-08",null,"","https://www.ospel.pl/sites/all/pliki/import/image/podtynk/impresja/modul/srebro/lp-2y_m_18.jpg","27.33.11.0","8536 50 07"]
[1907,"ŁP-1Y/m/00","Łącznik jednobiegunowy",20.9,1,"szt","PLN","23%","",10,null,null,null,null,"5907577436407",null,null,"IMPRESJA",null,null,"",null,10,null,"https://www.ospel.pl/sites/all/pliki/import/image/podtynk/impresja/modul/biala/lp-1y_m_00.jpg","https://www.ospel.pl/sites/all/pliki/import/image/rysunki/impresja/lacznik_ip20.jpg",null,"16AX250~, IP-20, zaciski bezgwintowe","","",null,null,null,"BIAŁY",null,"0.07 kg","71 mm","71 mm","23 mm",null,null,"2025-05-08",null,"https://www.ospel.pl/sites/all/pliki/import/image/schematy/lacznik_jednobiegunowy.jpg","https://www.ospel.pl/sites/all/pliki/import/image/podtynk/impresja/modul/biala/lp-1y_m_00.jpg","27.33.11.0","8536 50 07"]
[1910,"ŁP-1Y/m/27","Łącznik jednobiegunowy",20.9,1,"szt","PLN","23%","",10,null,null,null,null,"5907577438043",null,null,"IMPRESJA",null,null,"",null,10,null,"https://www.ospel.pl/sites/all/pliki/import/image/podtynk/impresja/modul/ecru/lp-1y_m_27.jpg","https://www.ospel.pl/sites/all/pliki/import/image/rysunki/impresja/lacznik_ip20.jpg",null,"16AX250~, IP-20, zaciski bezgwintowe","","",null,null,null,"ECRU",null,"0.07 kg","71 mm","71 mm","23 mm",null,null,"2025-05-08",null,"https://www.ospel.pl/sites/all/pliki/import/image/schematy/lacznik_jednobiegunowy.jpg","https://www.ospel.pl/sites/all/pliki/import/image/podtynk/impresja/modul/ecru/lp-1y_m_27.jpg","27.33.11.0","8536 50 07"]
[1919,"ŁP-1YS/m/33","Łącznik jednobiegunowy z podświetleniem niebieskim",34.299999999999997,1,"szt","PLN","23%","",4,null,null,null,null,"5906729010151",null,null,"IMPRESJA",null,null,"",null,4,null,"https://www.ospel.pl/sites/all/pliki/import/image/podtynk/impresja/modul/czarna/lp-1ys_m_33.jpg","https://www.ospel.pl/sites/all/pliki/import/image/rysunki/impresja/lacznik_ip20.jpg",null,"16AX250~, IP-20, zaciski bezgwintowe","","",null,null,null,"CZARNY METALIK",null,"0.071 kg","71 mm","71 mm","23 mm",null,null,"2025-05-08",null,"","https://www.ospel.pl/sites/all/pliki/import/image/podtynk/impresja/modul/czarna/lp-1ys_m_33.jpg","27.33.11.0","8536 50 07"]
[1928,"ŁP-24Y/m/00","Łącznik potrójny zwierny",37.299999999999997,1,"szt","PLN","23%","",10,null,null,null,null,"5906729008059",null,null,"IMPRESJA",null,null,"",null,10,null,"https://www.ospel.pl/sites/all/pliki/import/image/podtynk/impresja/modul/biala/lp-13y_m_00.jpg","",null,"10AX/250~, IP-20 zaciski bezgwintowe","","",null,null,null,"BIAŁY",null,"","71 mm","71 mm","23 mm",null,null,"2025-05-08",null,"","https://www.ospel.pl/sites/all/pliki/import/image/podtynk/impresja/modul/biala/lp-13y_m_00.jpg","27.33.11.0","8536 50 07"]
[1936,"ŁP-2Y/m/18","Łącznik dwugrupowy świecznikowy",33.1,1,"szt","PLN","23%","",4,null,null,null,null,"5907577439545",null,null,"IMPRESJA",null,null,"",null,4,null,"https://www.ospel.pl/sites/all/pliki/import/image/podtynk/impresja/modul/srebro/lp-2y_m_18.jpg","https://www.ospel.pl/sites/all/pliki/import/image/rysunki/impresja/lacznik_podwojny.jpg",null,"16AX250~, IP-20, zaciski bezgwintowe","","",null,null,null,"SREBRO",null,"0.072 kg","71 mm","71 mm","23 mm",null,null,"2025-05-08",null,"","https://www.ospel.pl/sites/all/pliki/import/image/podtynk/impresja/modul/srebro/lp-2y_m_18.jpg","27.33.11.0","8536 50 07"]
[1945,"ŁP-2YS/m/27","Łącznik dwugrupowy świecznikowy z podświetleniem pomarańczowym",30.3,1,"szt","PLN","23%","",10,null,null,null,null,"5907577438180",null,null,"IMPRESJA",null,null,"",null,10,null,"https://www.ospel.pl/sites/all/pliki/import/image/podtynk/impresja/modul/ecru/lp-2ys_m_27.jpg","https://www.ospel.pl/sites/all/pliki/import/image/rysunki/impresja/lacznik_podwojny_swiatlo.jpg",null,"16AX250~, IP-20, zaciski bezgwintowe","","",null,null,null,"ECRU",null,"0.073 kg","71 mm","71 mm","23 mm",null,null,"2025-05-08",null,"","https://www.ospel.pl/sites/all/pliki/import/image/podtynk/impresja/modul/ecru/lp-2ys_m_27.jpg","27.33.11.0","8536 50 07"]
[1954,"ŁP-3Y/m/33","Łącznik schodowy",30.9,1,"szt","PLN","23%","",4,null,null,null,null,"5906729010182",null,null,"IMPRESJA",null,null,"",null,4,null,"https://www.ospel.pl/sites/all/pliki/import/image/podtynk/impresja/modul/czarna/lp-3y_m_33.jpg","https://www.ospel.pl/sites/all/pliki/import/image/rysunki/impresja/lacznik_ip20.jpg",null,"16AX250~, IP-20, zaciski bezgwintowe","","",null,null,null,"CZARNY METALIK",null,"0.0715 kg","71 mm","71 mm","23 mm",null,null,"2025-05-08",null,"","https://www.ospel.pl/sites/all/pliki/import/image/podtynk/impresja/modul/czarna/lp-3y_m_33.jpg","27.33.11.0","8536 50 07"]
[1959,"ŁP-3YS/m/27","Łącznik schodowy z podświetleniem pomarańczowym",30.3,1,"szt","PLN","23%","",10,null,null,null,null,"5907577438197",null,null,"IMPRESJA",null,null,"",null,10,null,"https://www.ospel.pl/sites/all/pliki/import/image/podtynk/impresja/modul/ecru/lp-3ys_m_27.jpg","https://www.ospel.pl/sites/all/pliki/import/image/rysunki/impresja/lacznik_ip20.jpg",null,"16AX250~, IP-20, zaciski bezgwintowe","","",null,null,null,"ECRU",null,"0.073 kg","71 mm","71 mm","23 mm",null,null,"2025-05-08",null,"https://www.ospel.pl/sites/all/pliki/import/image/schematy/laczniki_schodowe_wspolpraca.jpg","https://www.ospel.pl/sites/all/pliki/import/image/podtynk/impresja/modul/ecru/lp-3ys_m_27.jpg","27.33.11.0","8536 50 07"]
[1971,"ŁP-4YS/m/18","Łącznik krzyżowy z podświetleniem niebieskim",41.5,1,"szt","PLN","23%","",4,null,null,null,null,"5907577439699",null,null,"IMPRESJA",null,null,"",null,4,null,"https://www.ospel.pl/sites/all/pliki/import/image/podtynk/impresja/modul/srebro/lp-4ys_m_18.jpg","https://www.ospel.pl/sites/all/pliki/import/image/rysunki/impresja/lacznik_ip20.jpg",null,"16AX250~, IP-20, zaciski bezgwintowe","","",null,null,null,"SREBRO",null,"0.078 kg","71 mm","71 mm","23 mm",null,null,"2025-05-08",null,"https://www.ospel.pl/sites/all/pliki/import/image/schematy/lacznik_krzyzowy_wspolpraca.jpg","https://www.ospel.pl/sites/all/pliki/import/image/podtynk/impresja/modul/srebro/lp-4ys_m_18.jpg","27.33.11.0","8536 50 07"]
[1972,"ŁP-4YS/m/23","Łącznik krzyżowy z podświetleniem niebieskim",41.5,1,"szt","PLN","23%","",4,null,null,null,null,"5907577437947",null,null,"IMPRESJA",null,null,"",null,4,null,"https://www.ospel.pl/sites/all/pliki/import/image/podtynk/impresja/modul/tytan/lp-4ys_m_23.jpg","https://www.ospel.pl/sites/all/pliki/import/image/rysunki/impresja/lacznik_ip20.jpg",null,"16AX250~, IP-20, zaciski bezgwintowe","","",null,null,null,"TYTAN",null,"0.078 kg","71 mm","71 mm","23 mm",null,null,"2025-05-08",null,"https://www.ospel.pl/sites/all/pliki/import/image/schematy/lacznik_krzyzowy_wspolpraca.jpg","https://www.ospel.pl/sites/all/pliki/import/image/podtynk/impresja/modul/tytan/lp-4ys_m_23.jpg","27.33.11.0","8536 50 07"]
[1981,"ŁP-5Y/m/28","Łącznik zwierny \"światło\"",30.6,1,"szt","PLN","23%","",4,null,null,null,null,"5907577440121",null,null,"IMPRESJA",null,null,"",null,4,null,"https://www.ospel.pl/sites/all/pliki/import/image/podtynk/impresja/modul/zloto/lp-5y_m_28.jpg","https://www.ospel.pl/sites/all/pliki/import/image/rysunki/impresja/lacznik_ip20.jpg",null,"10AX/250~, IP-20 zaciski bezgwintowe","","",null,null,null,"ZŁOTY METALIK",null,"0.07 kg","71 mm","71 mm","23 mm",null,null,"2025-05-08",null,"https://www.ospel.pl/sites/all/pliki/import/image/schematy/lacznik_zwierny_swiatlo.jpg","https://www.ospel.pl/sites/all/pliki/import/image/podtynk/impresja/modul/zloto/lp-5y_m_28.jpg","27.33.11.0","8536 50 07"]
[1991,"ŁP-6Y/m/00","Łącznik zwierny \"dzwonek\"",24.3,1,"szt","PLN","23%","",10,null,null,null,null,"5907577436605",null,null,"IMPRESJA",null,null,"",null,10,null,"https://www.ospel.pl/sites/all/pliki/import/image/podtynk/impresja/modul/biala/lp-6y_m_00.jpg","https://www.ospel.pl/sites/all/pliki/import/image/rysunki/impresja/lacznik_ip20.jpg",null,"10AX/250~, IP-20 zaciski bezgwintowe","","",null,null,null,"BIAŁY",null,"0.07 kg","71 mm","71 mm","23 mm",null,null,"2025-05-08",null,"https://www.ospel.pl/sites/all/pliki/import/image/schematy/lacznik_zwierny_dzwonek.jpg","https://www.ospel.pl/sites/all/pliki/import/image/podtynk/impresja/modul/biala/lp-6y_m_00.jpg","27.33.11.0","8536 50 07"]
[1998,"ŁP-6YS/m/00","Łącznik zwierny \"dzwonek\" z podświetleniem pomarańczowym",30.6,1,"szt","PLN","23%","",10,null,null,null,null,"5907577436629",null,null,"IMPRESJA",null,null,"",null,10,null,"https://www.ospel.pl/sites/all/pliki/import/image/podtynk/impresja/modul/biala/lp-6ys_m_00.jpg","https://www.ospel.pl/sites/all/pliki/import/image/rysunki/impresja/lacznik_ip20.jpg",null,"10AX/250~, IP-20 zaciski bezgwintowe","","",null,null,null,"BIAŁY",null,"0.071 kg","71 mm","71 mm","23 mm",null,null,"2025-05-08",null,"https://www.ospel.pl/sites/all/pliki/import/image/schematy/lacznik_zwierny_dzwonek_podswietlenie.jpg","https://www.ospel.pl/sites/all/pliki/import/image/podtynk/impresja/modul/biala/lp-6ys_m_00.jpg","27.33.11.0","8536 50 07"]
[2007,"ŁP-7Y/m/23","Łącznik żaluzjowy, zwierny",36.4,1,"szt","PLN","23%","",4,null,null,null,null,"5907577438814",null,null,"IMPRESJA",null,null,"",null,4,null,"https://www.ospel.pl/sites/all/pliki/import/image/podtynk/impresja/modul/tytan/lp-7y_m_23.jpg","https://www.ospel.pl/sites/all/pliki/import/image/rysunki/impresja/lacznik_podwojny.jpg",null,"10AX/250~, IP-20 zaciski bezgwintowe","","",null,null,null,"TYTAN",null,"0.0745 kg","71 mm","71 mm","23 mm",null,null,"2025-05-08",null,"","https://www.ospel.pl/sites/all/pliki/import/image/podtynk/impresja/modul/tytan/lp-7y_m_23.jpg","27.33.11.0","8536 50 07"]
[2016,"ŁP-7YB/m/28","Łącznik żaluzjowy z blokadą mechaniczną",45.7,1,"szt","PLN","23%","",4,null,null,null,null,"5907577478438",null,null,"IMPRESJA",null,null,"",null,4,null,"https://www.ospel.pl/sites/all/pliki/import/image/podtynk/impresja/modul/zloto/lp-7y_m_28.jpg","https://www.ospel.pl/sites/all/pliki/import/image/rysunki/impresja/lacznik_podwojny.jpg",null,"10AX/250~, IP-20 zaciski bezgwintowe","","",null,null,null,"ZŁOTY METALIK",null,"0.08 kg","71 mm","71 mm","23 mm",null,null,"2025-05-08",null,"","https://www.ospel.pl/sites/all/pliki/import/image/podtynk/impresja/modul/zloto/lp-7y_m_28.jpg","27.33.11.0","8536 50 07"]
[2020,"ŁP-7YBS/m/18","Łącznik żaluzjowy z podświetleniem niebieskim z blokadą mechaniczną",50,1,"szt","PLN","23%","",4,null,null,null,null,"5907577478810",null,null,"IMPRESJA",null,null,"",null,4,null,"https://www.ospel.pl/sites/all/pliki/import/image/podtynk/impresja/modul/srebro/lp-7ys_m_18.jpg","https://www.ospel.pl/sites/all/pliki/import/image/rysunki/impresja/lacznik_podwojny_swiatlo.jpg",null,"10AX/250~, IP-20 zaciski bezgwintowe","","",null,null,null,"SREBRO",null,"0.0815 kg","71 mm","71 mm","23 mm",null,null,"2025-05-08",null,"","https://www.ospel.pl/sites/all/pliki/import/image/podtynk/impresja/modul/srebro/lp-7ys_m_18.jpg","27.33.11.0","8536 50 07"]
[2033,"ŁP-8Y/m/00","Ściemniacz przyciskowo-obrotowy przystosowany do obciążenia żarowego i halogenowego",125.1,1,"szt","PLN","23%","",5,null,null,null,null,"5907577436780",null,null,"IMPRESJA",null,null,"",null,5,null,"https://www.ospel.pl/sites/all/pliki/import/image/podtynk/impresja/modul/biala/lp-8y_m_00.jpg","https://www.ospel.pl/sites/all/pliki/import/image/rysunki/impresja/sciemniacz_p_o.jpg",null,"40-400W, 230V~50Hz, zaciski gwintowe","","",null,null,null,"BIAŁY",null,"0.1155 kg","71 mm","71 mm","23 mm",null,null,"2025-05-08",null,"https://www.ospel.pl/sites/all/pliki/import/image/schematy/sciemniacze.pdf","https://www.ospel.pl/sites/all/pliki/import/image/podtynk/impresja/modul/biala/lp-8y_m_00.jpg","27.33.11.0","8536 50 05"]
[2034,"ŁP-8Y/m/18","Ściemniacz przyciskowo-obrotowy przystosowany do obciążenia żarowego i halogenowego",129.6,1,"szt","PLN","23%","",5,null,null,null,null,"5907577439644",null,null,"IMPRESJA",null,null,"",null,5,null,"https://www.ospel.pl/sites/all/pliki/import/image/podtynk/impresja/modul/srebro/lp-8y_m_18.jpg","https://www.ospel.pl/sites/all/pliki/import/image/rysunki/impresja/sciemniacz_p_o.jpg",null,"40-400W, 230V~50Hz, zaciski gwintowe","","",null,null,null,"SREBRO",null,"0.1155 kg","71 mm","71 mm","23 mm",null,null,"2025-05-08",null,"https://www.ospel.pl/sites/all/pliki/import/image/schematy/sciemniacze.pdf","https://www.ospel.pl/sites/all/pliki/import/image/podtynk/impresja/modul/srebro/lp-8y_m_18.jpg","27.33.11.0","8536 50 05"]
[2043,"ŁP-8YL2/m/27","Ściemniacz uniwersalny do obciążenia żarowego, halogenowego oraz LED",196.4,1,"szt","PLN","23%","",5,null,null,null,null,"5907577478476",null,null,"IMPRESJA",null,null,"",null,5,null,"https://www.ospel.pl/sites/all/pliki/import/image/podtynk/impresja/modul/ecru/lp-8y_m_27.jpg","",null,"LED 0-100W, GLS 10-250W, 230V~50Hz","","",null,null,null,"ECRU",null,"0.093 kg","71 mm","71 mm","31 mm",null,null,"2025-05-08",null,"","https://www.ospel.pl/sites/all/pliki/import/image/podtynk/impresja/modul/ecru/lp-8y_m_27.jpg","27.33.11.0","8536 50 05"]
[2051,"ŁP-9Y/m/28","Łącznik schodowy + jednobiegunowy",34.5,1,"szt","PLN","23%","",4,null,null,null,null,"5907577440176",null,null,"IMPRESJA",null,null,"",null,4,null,"https://www.ospel.pl/sites/all/pliki/import/image/podtynk/impresja/modul/zloto/lp-2y_m_28.jpg","https://www.ospel.pl/sites/all/pliki/import/image/rysunki/impresja/lacznik_ip20.jpg",null,"16AX250~, IP-20, zaciski bezgwintowe","","",null,null,null,"ZŁOTY METALIK",null,"0.077 kg","71 mm","71 mm","23 mm",null,null,"2025-05-08",null,"https://www.ospel.pl/sites/all/pliki/import/image/schematy/lacznik_zintegrowany_lacznik_schodowy_wspolpraca.jpg","https://www.ospel.pl/sites/all/pliki/import/image/podtynk/impresja/modul/zloto/lp-2y_m_28.jpg","27.33.11.0","8536 50 07"]
[2060,"PNP-1Y/50","Puszka instalacyjna do serii IMPRESJA pojedyncza",12,1,"szt","PLN","23%","",10,null,null,null,null,"5907577470241",null,null,"IMPRESJA",null,null,"",null,10,null,"https://www.ospel.pl/sites/all/pliki/import/image/podtynk/impresja/modul/antracyt/pnp-1y_50.jpg","https://www.ospel.pl/sites/all/pliki/import/image/rysunki/impresja/puszka_1.jpg",null,"Wysokość 32mm","","",null,null,null,"ANTRACYT",null,"0.0435 kg","84 mm","84 mm","",null,null,"2025-05-08",null,"","https://www.ospel.pl/sites/all/pliki/import/image/podtynk/impresja/modul/antracyt/pnp-1y_50.jpg","27.33.13.0","8536 90 01"]
[2069,"PNP-3Y/18","Puszka instalacyjna do serii IMPRESJA potrójna",19.399999999999999,1,"szt","PLN","23%","",4,null,null,null,null,"5907577441876",null,null,"IMPRESJA",null,null,"",null,4,null,"https://www.ospel.pl/sites/all/pliki/import/image/podtynk/impresja/modul/srebro/pnp-3y_18.jpg","https://www.ospel.pl/sites/all/pliki/import/image/rysunki/impresja/puszka_3.jpg",null,"Wysokość 32mm","","",null,null,null,"SREBRO",null,"0.11 kg","84 mm","226 mm","",null,null,"2025-05-08",null,"","https://www.ospel.pl/sites/all/pliki/import/image/podtynk/impresja/modul/srebro/pnp-3y_18.jpg","27.33.13.0","8536 90 01"]
[2075,"PNP-4Y/00","Puszka instalacyjna do serii IMPRESJA poczwórna",21.1,1,"szt","PLN","23%","",4,null,null,null,null,"5907577441951",null,null,"IMPRESJA",null,null,"",null,4,null,"https://www.ospel.pl/sites/all/pliki/import/image/podtynk/impresja/modul/biala/pnp-4y_00.jpg","https://www.ospel.pl/sites/all/pliki/import/image/rysunki/impresja/puszka_4.jpg",null,"Wysokość 32mm","","",null,null,null,"BIAŁY",null,"0.14 kg","84 mm","297 mm","",null,null,"2025-05-08",null,"","https://www.ospel.pl/sites/all/pliki/import/image/podtynk/impresja/modul/biala/pnp-4y_00.jpg","27.33.13.0","8536 90 01"]
[2086,"PNP-5Y/28","Puszka instalacyjna do serii IMPRESJA pięciokrotna",27.4,1,"szt","PLN","23%","",3,null,null,null,null,"5907577442088",null,null,"IMPRESJA",null,null,"",null,3,null,"https://www.ospel.pl/sites/all/pliki/import/image/podtynk/impresja/modul/zloto/pnp-5y_28.jpg","https://www.ospel.pl/sites/all/pliki/import/image/rysunki/impresja/puszka_5.jpg",null,"Wysokość 32mm","","",null,null,null,"ZŁOTY METALIK",null,"0.166 kg","84 mm","368 mm","",null,null,"2025-05-08",null,"","https://www.ospel.pl/sites/all/pliki/import/image/podtynk/impresja/modul/zloto/pnp-5y_28.jpg","27.33.13.0","8536 90 01"]
[2095,"R-1Y/50","Ramka pojedyncza",8.4,1,"szt","PLN","23%","",10,null,null,null,null,"5907577461959",null,null,"IMPRESJA",null,null,"",null,10,null,"https://www.ospel.pl/sites/all/pliki/import/image/podtynk/impresja/modul/antracyt/r-1y_50.jpg","https://www.ospel.pl/sites/all/pliki/import/image/rysunki/impresja/ramka_1.jpg",null,"Tworzywo ABS","","",null,null,null,"ANTRACYT",null,"0.016 kg","84 mm","84 mm","",null,null,"2025-05-08",null,"","https://www.ospel.pl/sites/all/pliki/import/image/podtynk/impresja/modul/antracyt/r-1y_50.jpg","27.33.13.0","8536 90 01"]
[2096,"R-1YAC/62/25","Ramka pojedyncza",80,1,"szt","PLN","23%","",5,null,null,null,null,"5907577477981",null,null,"IMPRESJA",null,null,"",null,5,null,"https://www.ospel.pl/sites/all/pliki/import/image/podtynk/impresja/modul/ramki/r-1yac_62_25.jpg","https://www.ospel.pl/sites/all/pliki/import/image/rysunki/impresja/ramka_1.jpg",null,"Aluminium+PC grubość 4mm","","",null,null,null,"SZCZOTKOWANE ALUMINIUM",null,"0.077 kg","92 mm","92 mm","",null,null,"2025-05-08",null,"","https://www.ospel.pl/sites/all/pliki/import/image/podtynk/impresja/modul/ramki/r-1yac_62_25.jpg","27.33.13.0","8536 90 01"]
[2104,"R-2Y/00","Ramka podwójna",8.8000000000000007,1,"szt","PLN","23%","",10,null,null,null,null,"5907577437824",null,null,"IMPRESJA",null,null,"",null,10,null,"https://www.ospel.pl/sites/all/pliki/import/image/podtynk/impresja/modul/biala/r-2y_00.jpg","https://www.ospel.pl/sites/all/pliki/import/image/rysunki/impresja/ramka_2.jpg",null,"Tworzywo ABS","","",null,null,null,"BIAŁY",null,"0.0305 kg","84 mm","155 mm","",null,null,"2025-05-08",null,"","https://www.ospel.pl/sites/all/pliki/import/image/podtynk/impresja/modul/biala/r-2y_00.jpg","27.33.13.0","8536 90 01"]
[2113,"R-2YAC/64/25","Ramka podwójna",126.9,1,"szt","PLN","23%","",5,null,null,null,null,"5907577478087",null,null,"IMPRESJA",null,null,"",null,5,null,"https://www.ospel.pl/sites/all/pliki/import/image/podtynk/impresja/modul/ramki/r-2yac_64_25.jpg","https://www.ospel.pl/sites/all/pliki/import/image/rysunki/impresja/ramka_2.jpg",null,"Aluminium+PC grubość 4mm","","",null,null,null,"SZCZOTKOWANY ANTRACYT",null,"0.122 kg","92 mm","163 mm","",null,null,"2025-05-08",null,"","https://www.ospel.pl/sites/all/pliki/import/image/podtynk/impresja/modul/ramki/r-2yac_64_25.jpg","27.33.13.0","8536 90 01"]
[2122,"R-3Y/27","Ramka potrójna",12.5,1,"szt","PLN","23%","",10,null,null,null,null,"5907577438708",null,null,"IMPRESJA",null,null,"",null,10,null,"https://www.ospel.pl/sites/all/pliki/import/image/podtynk/impresja/modul/ecru/r-3y_27.jpg","https://www.ospel.pl/sites/all/pliki/import/image/rysunki/impresja/ramka_3.jpg",null,"Tworzywo ABS","","",null,null,null,"ECRU",null,"0.0385 kg","84 mm","226 mm","",null,null,"2025-05-08",null,"","https://www.ospel.pl/sites/all/pliki/import/image/podtynk/impresja/modul/ecru/r-3y_27.jpg","27.33.13.0","8536 90 01"]
[2127,"R-3YAC/63/25","Ramka potrójna",174.2,1,"szt","PLN","23%","",5,null,null,null,null,"5907577478155",null,null,"IMPRESJA",null,null,"",null,5,null,"https://www.ospel.pl/sites/all/pliki/import/image/podtynk/impresja/modul/ramki/r-3yac_63_25.jpg","https://www.ospel.pl/sites/all/pliki/import/image/rysunki/impresja/ramka_3.jpg",null,"Aluminium+PC grubość 4mm","","",null,null,null,"SZCZOTKOWANA SATYNA",null,"0.166 kg","92 mm","234 mm","",null,null,"2025-05-08",null,"","https://www.ospel.pl/sites/all/pliki/import/image/podtynk/impresja/modul/ramki/r-3yac_63_25.jpg","27.33.13.0","8536 90 01"]
[2139,"R-4Y/33","Ramka poczwórna",18.399999999999999,1,"szt","PLN","23%","",10,null,null,null,null,"5906729010892",null,null,"IMPRESJA",null,null,"",null,10,null,"https://www.ospel.pl/sites/all/pliki/import/image/podtynk/impresja/modul/czarna/r-4y_33.jpg","https://www.ospel.pl/sites/all/pliki/import/image/rysunki/impresja/ramka_4.jpg",null,"Tworzywo ABS","","",null,null,null,"CZARNY METALIK",null,"0.0525 kg","84 mm","297 mm","",null,null,"2025-05-08",null,"","https://www.ospel.pl/sites/all/pliki/import/image/podtynk/impresja/modul/czarna/r-4y_33.jpg","27.33.13.0","8536 90 01"]
[2148,"R-4YGC/61/25","Ramka poczwórna",198.1,1,"szt","PLN","23%","",5,null,null,null,null,"5907577478292",null,null,"IMPRESJA",null,null,"",null,5,null,"https://www.ospel.pl/sites/all/pliki/import/image/podtynk/impresja/modul/ramki/r-4ygc_61_25.jpg","https://www.ospel.pl/sites/all/pliki/import/image/rysunki/impresja/ramka_4.jpg",null,"Szkło+PC grubość 4mm","","",null,null,null,"ŚLIWKA SZKŁO",null,"0.202 kg","92 mm","305 mm","",null,null,"2025-05-08",null,"","https://www.ospel.pl/sites/all/pliki/import/image/podtynk/impresja/modul/ramki/r-4ygc_61_25.jpg","27.33.13.0","8536 90 01"]
[2157,"R-5YAC/63/25","Ramka pięciokrotna",306.89999999999998,1,"szt","PLN","23%","",5,null,null,null,null,"5906729015828",null,null,"IMPRESJA",null,null,"",null,5,null,"https://www.ospel.pl/sites/all/pliki/import/image/podtynk/impresja/modul/ramki/r-5yac_62_25.jpg","https://www.ospel.pl/sites/all/pliki/import/image/rysunki/impresja/ramka_5.jpg",null,"Aluminium+PC grubość 4mm","","",null,null,null,"SZCZOTKOWANA SATYNA",null,"","92 mm","376 mm","",null,null,"2025-05-08",null,"","https://www.ospel.pl/sites/all/pliki/import/image/podtynk/impresja/modul/ramki/r-5yac_62_25.jpg","27.33.13.0","8536 90 01"]
[2163,"RH-1Y/18","Ramka pojedyncza do łączników IP-44",9.1999999999999993,1,"szt","PLN","23%","",10,null,null,null,null,"5907577441258",null,null,"IMPRESJA",null,null,"",null,10,null,"https://www.ospel.pl/sites/all/pliki/import/image/podtynk/impresja/modul/srebro/rh-1y_18.jpg","https://www.ospel.pl/sites/all/pliki/import/image/rysunki/impresja/ramka_1.jpg",null,"Tworzywo ABS","","",null,null,null,"SREBRO",null,"0.016 kg","84 mm","84 mm","",null,null,"2025-05-08",null,"","https://www.ospel.pl/sites/all/pliki/import/image/podtynk/impresja/modul/srebro/rh-1y_18.jpg","27.33.13.0","8536 90 01"]
[2166,"RH-1Y/28","Ramka pojedyncza do łączników IP-44",9.1999999999999993,1,"szt","PLN","23%","",10,null,null,null,null,"5907577441616",null,null,"IMPRESJA",null,null,"",null,10,null,"https://www.ospel.pl/sites/all/pliki/import/image/podtynk/impresja/modul/zloto/rh-1y_28.jpg","https://www.ospel.pl/sites/all/pliki/import/image/rysunki/impresja/ramka_1.jpg",null,"Tworzywo ABS","","",null,null,null,"ZŁOTY METALIK",null,"0.016 kg","84 mm","84 mm","",null,null,"2025-05-08",null,"","https://www.ospel.pl/sites/all/pliki/import/image/podtynk/impresja/modul/zloto/rh-1y_28.jpg","27.33.13.0","8536 90 01"]
[2175,"RH-2Y/50","Ramka podwójna do łączników IP-44",11.8,1,"szt","PLN","23%","",10,null,null,null,null,"5907577471736",null,null,"IMPRESJA",null,null,"",null,10,null,"https://www.ospel.pl/sites/all/pliki/import/image/podtynk/impresja/modul/antracyt/rh-2y_50.jpg","https://www.ospel.pl/sites/all/pliki/import/image/rysunki/impresja/ramka_2.jpg",null,"Tworzywo ABS","","",null,null,null,"ANTRACYT",null,"0.0305 kg","84 mm","155 mm","",null,null,"2025-05-08",null,"","https://www.ospel.pl/sites/all/pliki/import/image/podtynk/impresja/modul/antracyt/rh-2y_50.jpg","27.33.13.0","8536 90 01"]
[2186,"RH-4Y/27","Ramka poczwórna do łączników IP-44",16.899999999999999,1,"szt","PLN","23%","",10,null,null,null,null,"5907577441517",null,null,"IMPRESJA",null,null,"",null,10,null,"https://www.ospel.pl/sites/all/pliki/import/image/podtynk/impresja/modul/ecru/rh-4y_27.jpg","https://www.ospel.pl/sites/all/pliki/import/image/rysunki/impresja/ramka_4.jpg",null,"Tworzywo ABS","","",null,null,null,"ECRU",null,"0.0525 kg","84 mm","297 mm","",null,null,"2025-05-08",null,"","https://www.ospel.pl/sites/all/pliki/import/image/podtynk/impresja/modul/ecru/rh-4y_27.jpg","27.33.13.0","8536 90 01"]
[2192,"RH-5Y/23","Ramka pięciokrotna do łączników IP-44",23.7,1,"szt","PLN","23%","",10,null,null,null,null,"5907577441579",null,null,"IMPRESJA",null,null,"",null,10,null,"https://www.ospel.pl/sites/all/pliki/import/image/podtynk/impresja/modul/tytan/rh-5y_23.jpg","https://www.ospel.pl/sites/all/pliki/import/image/rysunki/impresja/ramka_5.jpg",null,"Tworzywo ABS","","",null,null,null,"TYTAN",null,"0.065 kg","84 mm","368 mm","",null,null,"2025-05-08",null,"","https://www.ospel.pl/sites/all/pliki/import/image/podtynk/impresja/modul/tytan/rh-5y_23.jpg","27.33.13.0","8536 90 01"]
[2201,"RTP-1Y/m/28","Regulator temperatury z czujnikiem podpodłogowym",467.2,1,"szt","PLN","23%","",5,null,null,null,null,"5907577440558",null,null,"IMPRESJA",null,null,"",null,5,null,"https://www.ospel.pl/sites/all/pliki/import/image/podtynk/impresja/modul/zloto/rtp-1y_m_28.jpg","https://www.ospel.pl/sites/all/pliki/import/image/rysunki/impresja/regulator_temperatury.jpg",null,"zaciski gwintowe","","Tylko na zamówienie",null,null,null,"ZŁOTY METALIK",null,"0.21 kg","71 mm","71 mm","28 mm",null,null,"2025-05-08",null,"https://www.ospel.pl/sites/all/pliki/import/image/schematy/regulator_temperatury.jpg","https://www.ospel.pl/sites/all/pliki/import/image/podtynk/impresja/modul/zloto/rtp-1y_m_28.jpg","27.33.13.0","8536 50 05"]
[2210,"RTP-1YN/m/50","Regulator temperatury z czujnikiem napowietrznym",270.7,1,"szt","PLN","23%","",5,null,null,null,null,"5907577461942",null,null,"IMPRESJA",null,null,"",null,5,null,"https://www.ospel.pl/sites/all/pliki/import/image/podtynk/impresja/modul/antracyt/rtp-1y_m_50.jpg","",null,"zaciski gwintowe","","Tylko na zamówienie",null,null,null,"ANTRACYT",null,"0.1025 kg","71 mm","71 mm","28 mm",null,null,"2025-05-08",null,"","https://www.ospel.pl/sites/all/pliki/import/image/podtynk/impresja/modul/antracyt/rtp-1y_m_50.jpg","27.33.13.0","8536 50 05"]
[2218,"ZU-1Y","Zestaw uszczelniający do łączników IP-44",9.1,1,"szt","PLN","23%","",10,null,null,null,null,"5907577440640",null,null,"IMPRESJA",null,null,"",null,10,null,"https://www.ospel.pl/sites/all/pliki/import/image/podtynk/impresja/modul/biala/zu-1y.jpg","",null,"","","",null,null,null,"BIAŁY",null,"0.008 kg","70 mm","70 mm","27 mm",null,null,"2025-05-08",null,"","https://www.ospel.pl/sites/all/pliki/import/image/podtynk/impresja/modul/biala/zu-1y.jpg","27.33.13.0","8536 90 01"]
[2219,"GW-2K/00","Gniazdo podwójne",28.9,1,"szt","PLN","23%","",24,null,null,null,null,"5907577402532",null,null,"KAPPA",null,null,"",null,24,null,"https://www.ospel.pl/sites/all/pliki/import/image/natynk/kappa/gw-2k.jpg","",null,"16A/250~, IP-20, zaciski gwintowe","","",null,null,null,"BIAŁY",null,"0.1 kg","105 mm","65 mm","",null,null,"2025-05-08",null,"","https://www.ospel.pl/sites/all/pliki/import/image/natynk/kappa/gw-2k.jpg","27.33.13.0","8536 69 90"]
[2228,"GG-1S/m/42","Gniazdo głośnikowe pojedyncze",37.799999999999997,1,"szt","PLN","23%","",5,null,null,null,null,"5907577457068",null,null,"KARO",null,null,"",null,5,null,"https://www.ospel.pl/sites/all/pliki/import/image/podtynk/karo/ecru_perla/gg-1s_m_42.jpg","https://www.ospel.pl/sites/all/pliki/import/image/rysunki/karo/gniazda_glosnikowe.pdf",null,"Przyłączalność przewodów 0,75mm2","","",null,null,null,"ECRU PERŁOWY",null,"0.05 kg","71 mm","71 mm","22 mm",null,null,"2025-05-08",null,"","https://www.ospel.pl/sites/all/pliki/import/image/podtynk/karo/ecru_perla/gg-1s_m_42.jpg","26.40.52.0","8517 18 00"]
[2237,"GGN-1S/m/43","Gniazdo głośnikowe pojedyncze",41.8,1,"szt","PLN","23%","",5,null,null,null,null,"5907577477721",null,null,"KARO",null,null,"",null,5,null,"https://www.ospel.pl/sites/all/pliki/import/image/podtynk/karo/srebro_perla/ggn-1s_m_43.jpg","https://www.ospel.pl/sites/all/pliki/import/image/rysunki/karo/gniazda_glosnikowe.pdf",null,"Przyłączalność przewodów 6mm2","","",null,null,null,"SREBRNY PERŁOWY",null,"0.06 kg","71 mm","71 mm","22 mm",null,null,"2025-05-08",null,"","https://www.ospel.pl/sites/all/pliki/import/image/podtynk/karo/srebro_perla/ggn-1s_m_43.jpg","26.40.52.0","8517 18 00"]
[2247,"GP-1SS/m/40","Gniazdo pojedyncze z uziemieniem schuko",27,1,"szt","PLN","23%","",5,null,null,null,null,"5907577456030",null,null,"KARO",null,null,"",null,5,null,"https://www.ospel.pl/sites/all/pliki/import/image/podtynk/karo/czek_metalik/gp-1ss_m_40.jpg","https://www.ospel.pl/sites/all/pliki/import/image/rysunki/karo/gniazdo_poj_schuko.pdf",null,"16A/250~, IP-20, zaciski gwintowe","","",null,null,null,"CZEKOLADOWY METALIK",null,"0.072 kg","71 mm","71 mm","29 mm",null,null,"2025-05-08",null,"","https://www.ospel.pl/sites/all/pliki/import/image/podtynk/karo/czek_metalik/gp-1ss_m_40.jpg","27.33.13.0","8536 69 90"]
[2254,"GP-1SZ/m/00","Gniazdo pojedyncze z uziemieniem",16.2,1,"szt","PLN","23%","",10,null,null,null,null,"5907577454005",null,null,"KARO",null,null,"",null,10,null,"https://www.ospel.pl/sites/all/pliki/import/image/podtynk/karo/biel/gp-1sz_m_00.jpg","https://www.ospel.pl/sites/all/pliki/import/image/rysunki/karo/gniazdo_poj.pdf",null,"16A/250~, IP-20, zaciski gwintowe","","",null,null,null,"BIAŁY",null,"0.072 kg","71 mm","71 mm","26 mm",null,null,"2025-05-08",null,"","https://www.ospel.pl/sites/all/pliki/import/image/podtynk/karo/biel/gp-1sz_m_00.jpg","27.33.13.0","8536 69 90"]
[2263,"GP-1SZP/m/42","Gniazdo pojedyncze z uziemieniem z przesłonami torów prądowych",25.8,1,"szt","PLN","23%","",5,null,null,null,null,"5907577456740",null,null,"KARO",null,null,"",null,5,null,"https://www.ospel.pl/sites/all/pliki/import/image/podtynk/karo/ecru_perla/gp-1szp_m_42.jpg","https://www.ospel.pl/sites/all/pliki/import/image/rysunki/karo/gniazdo_poj.pdf",null,"16A/250~, IP-20, zaciski gwintowe","","",null,null,null,"ECRU PERŁOWY",null,"0.073 kg","71 mm","71 mm","26 mm",null,null,"2025-05-08",null,"","https://www.ospel.pl/sites/all/pliki/import/image/podtynk/karo/ecru_perla/gp-1szp_m_42.jpg","27.33.13.0","8536 69 90"]
[2270,"GP-2S/40","Gniazdo podwójne kompletne z ramką",28.2,1,"szt","PLN","23%","",5,null,null,null,null,"5907577456092",null,null,"KARO",null,null,"",null,5,null,"https://www.ospel.pl/sites/all/pliki/import/image/podtynk/karo/czek_metalik/gp-2s_40.jpg","https://www.ospel.pl/sites/all/pliki/import/image/rysunki/karo/gniazdo_pod.pdf",null,"16A/250~, IP-20, zaciski gwintowe","","",null,null,null,"CZEKOLADOWY METALIK",null,"0.083 kg","71 mm","71 mm","27 mm",null,null,"2025-05-08",null,"","https://www.ospel.pl/sites/all/pliki/import/image/podtynk/karo/czek_metalik/gp-2s_40.jpg","27.33.13.0","8536 69 90"]
[2280,"GP-2SP/43","Gniazdo podwójne z przesłonami torów prądowych, kompletne z ramką",29,1,"szt","PLN","23%","",5,null,null,null,null,"5907577457549",null,null,"KARO",null,null,"",null,5,null,"https://www.ospel.pl/sites/all/pliki/import/image/podtynk/karo/srebro_perla/gp-2sp_43.jpg","https://www.ospel.pl/sites/all/pliki/import/image/rysunki/karo/gniazdo_pod.pdf",null,"16A/250~, IP-20, zaciski gwintowe","","",null,null,null,"SREBRNY PERŁOWY",null,"0.084 kg","71 mm","71 mm","27 mm",null,null,"2025-05-08",null,"","https://www.ospel.pl/sites/all/pliki/import/image/podtynk/karo/srebro_perla/gp-2sp_43.jpg","27.33.13.0","8536 69 90"]
[2281,"GP-2SR/m/00","Gniazdo podwójne moduł bez ramki",15.9,1,"szt","PLN","23%","",10,null,null,null,null,"5907577454319",null,null,"KARO",null,null,"",null,10,null,"https://www.ospel.pl/sites/all/pliki/import/image/podtynk/karo/biel/gp-2sr_m_00.jpg","https://www.ospel.pl/sites/all/pliki/import/image/rysunki/karo/gniazdo_pod_ramka.pdf",null,"16A/250~, IP-20, zaciski gwintowe","","",null,null,null,"BIAŁY",null,"0.072 kg","71 mm","71 mm","21 mm",null,null,"2025-05-08",null,"","https://www.ospel.pl/sites/all/pliki/import/image/podtynk/karo/biel/gp-2sr_m_00.jpg","27.33.13.0","8536 69 90"]
[2290,"GP-2SRZ/m/40","Gniazdo podwójne z uziemieniem moduł bez ramki",25.8,1,"szt","PLN","23%","",5,null,null,null,null,"5907577456153",null,null,"KARO",null,null,"",null,5,null,"https://www.ospel.pl/sites/all/pliki/import/image/podtynk/karo/czek_metalik/gp-2srz_m_40.jpg","https://www.ospel.pl/sites/all/pliki/import/image/rysunki/karo/gniazdo_pod_ramka.pdf",null,"16A/250~, IP-20, zaciski gwintowe","","",null,null,null,"CZEKOLADOWY METALIK",null,"0.083 kg","71 mm","71 mm","21 mm",null,null,"2025-05-08",null,"","https://www.ospel.pl/sites/all/pliki/import/image/podtynk/karo/czek_metalik/gp-2srz_m_40.jpg","27.33.13.0","8536 69 90"]
[2302,"GP-2SSP/40","Gniazdo podwójne z uziemieniem schuko z przesłonami torów prądowych, kompletne z ramką",32.200000000000003,1,"szt","PLN","23%","",5,null,null,null,null,"5907577456184",null,null,"KARO",null,null,"",null,5,null,"https://www.ospel.pl/sites/all/pliki/import/image/podtynk/karo/czek_metalik/gp-2ssp_40.jpg","https://www.ospel.pl/sites/all/pliki/import/image/rysunki/karo/gniazdo_pod_schuko.pdf",null,"16A/250~, IP-20, zaciski gwintowe","","",null,null,null,"CZEKOLADOWY METALIK",null,"0.095 kg","88 mm","82 mm","23 mm",null,null,"2025-05-08",null,"","https://www.ospel.pl/sites/all/pliki/import/image/podtynk/karo/czek_metalik/gp-2ssp_40.jpg","27.33.13.0","8536 69 90"]
[2307,"GP-2SZ/42","Gniazdo podwójne z uziemieniem kompletne z ramką",30,1,"szt","PLN","23%","",5,null,null,null,null,"5907577456832",null,null,"KARO",null,null,"",null,5,null,"https://www.ospel.pl/sites/all/pliki/import/image/podtynk/karo/ecru_perla/gp-2sz_42.jpg","https://www.ospel.pl/sites/all/pliki/import/image/rysunki/karo/gniazdo_pod.pdf",null,"16A/250~, IP-20, zaciski gwintowe","","",null,null,null,"ECRU PERŁOWY",null,"0.092 kg","71 mm","71 mm","27 mm",null,null,"2025-05-08",null,"","https://www.ospel.pl/sites/all/pliki/import/image/podtynk/karo/ecru_perla/gp-2sz_42.jpg","27.33.13.0","8536 69 90"]
[2316,"GP-3S/m/43","Gniazdo potrójne EURO",23.9,1,"szt","PLN","23%","",5,null,null,null,null,"5907577457631",null,null,"KARO",null,null,"",null,5,null,"https://www.ospel.pl/sites/all/pliki/import/image/podtynk/karo/srebro_perla/gp-3s_m_43.jpg","https://www.ospel.pl/sites/all/pliki/import/image/rysunki/karo/gniazdo_potrojne.pdf",null,"2,5A/250~, IP-20, zaciski gwintowe","","",null,null,null,"SREBRNY PERŁOWY",null,"","71 mm","71 mm","27 mm",null,null,"2025-05-08",null,"","https://www.ospel.pl/sites/all/pliki/import/image/podtynk/karo/srebro_perla/gp-3s_m_43.jpg","27.33.13.0","8536 69 90"]
[2325,"GPA-14SP/m/00","Gniazdo RTV przelotowe 14-dB",58.5,1,"szt","PLN","23%","",10,null,null,null,null,"5907577454494",null,null,"KARO",null,null,"",null,10,null,"https://www.ospel.pl/sites/all/pliki/import/image/podtynk/karo/biel/gpa-sk_m_00.jpg","https://www.ospel.pl/sites/all/pliki/import/image/rysunki/karo/gniazdo_rtv.pdf",null,"Współczynnik tłumienia 14dB","","",null,null,null,"BIAŁY",null,"0.103 kg","71 mm","71 mm","24 mm",null,null,"2025-05-08",null,"","https://www.ospel.pl/sites/all/pliki/import/image/podtynk/karo/biel/gpa-sk_m_00.jpg","26.40.52.0","8517 18 00"]
[2331,"GPA-16SP/m/42","Gniazdo RTV przelotowe 16-dB",65.099999999999994,1,"szt","PLN","23%","",5,null,null,null,null,"5907577456955",null,null,"KARO",null,null,"",null,5,null,"https://www.ospel.pl/sites/all/pliki/import/image/podtynk/karo/ecru_perla/gpa-sk_m_42.jpg","https://www.ospel.pl/sites/all/pliki/import/image/rysunki/karo/gniazdo_rtv.pdf",null,"Współczynnik tłumienia 16dB","","",null,null,null,"ECRU PERŁOWY",null,"0.103 kg","71 mm","71 mm","24 mm",null,null,"2025-05-08",null,"","https://www.ospel.pl/sites/all/pliki/import/image/podtynk/karo/ecru_perla/gpa-sk_m_42.jpg","26.40.52.0","8517 18 00"]
[2342,"GPA-S2S/m/40","Gniazdo RTV-SAT z dwoma wyjściami SAT",105.1,1,"szt","PLN","23%","",5,null,null,null,null,"5907577456283",null,null,"KARO",null,null,"",null,5,null,"https://www.ospel.pl/sites/all/pliki/import/image/podtynk/karo/czek_metalik/gpa-s2s_m_40.jpg","https://www.ospel.pl/sites/all/pliki/import/image/rysunki/karo/gniazdo_rtv.pdf",null,"Współczynnik tłumienia 1,5dB","","",null,null,null,"CZEKOLADOWY METALIK",null,"0.108 kg","71 mm","71 mm","24 mm",null,null,"2025-05-08",null,"","https://www.ospel.pl/sites/all/pliki/import/image/podtynk/karo/czek_metalik/gpa-s2s_m_40.jpg","26.40.52.0","8517 18 00"]
[2343,"GPA-S2S/m/42","Gniazdo RTV-SAT z dwoma wyjściami SAT",105.1,1,"szt","PLN","23%","",5,null,null,null,null,"5907577457006",null,null,"KARO",null,null,"",null,5,null,"https://www.ospel.pl/sites/all/pliki/import/image/podtynk/karo/ecru_perla/gpa-s2s_m_42.jpg","https://www.ospel.pl/sites/all/pliki/import/image/rysunki/karo/gniazdo_rtv.pdf",null,"Współczynnik tłumienia 1,5dB","","",null,null,null,"ECRU PERŁOWY",null,"0.108 kg","71 mm","71 mm","24 mm",null,null,"2025-05-08",null,"","https://www.ospel.pl/sites/all/pliki/import/image/podtynk/karo/ecru_perla/gpa-s2s_m_42.jpg","26.40.52.0","8517 18 00"]
[2354,"GPA-SS/m/40","Gniazdo RTV-SAT końcowe",79.900000000000006,1,"szt","PLN","23%","",5,null,null,null,null,"5907577456269",null,null,"KARO",null,null,"",null,5,null,"https://www.ospel.pl/sites/all/pliki/import/image/podtynk/karo/czek_metalik/gpa-ss_m_40.jpg","https://www.ospel.pl/sites/all/pliki/import/image/rysunki/karo/gniazdo_rtv.pdf",null,"Współczynnik tłumienia 1,5-2dB","","",null,null,null,"CZEKOLADOWY METALIK",null,"0.104 kg","71 mm","71 mm","24 mm",null,null,"2025-05-08",null,"","https://www.ospel.pl/sites/all/pliki/import/image/podtynk/karo/czek_metalik/gpa-ss_m_40.jpg","26.40.52.0","8517 18 00"]
[2360,"GPA-SSP/m/43","Gniazdo RTV-SAT przelotowe",101.1,1,"szt","PLN","23%","",5,null,null,null,null,"5907577457716",null,null,"KARO",null,null,"",null,5,null,"https://www.ospel.pl/sites/all/pliki/import/image/podtynk/karo/srebro_perla/gpa-ss_m_43.jpg","https://www.ospel.pl/sites/all/pliki/import/image/rysunki/karo/gniazdo_rtv.pdf",null,"Współczynnik tłumienia 1,2dB","","",null,null,null,"SREBRNY PERŁOWY",null,"0.105 kg","71 mm","71 mm","24 mm",null,null,"2025-05-08",null,"","https://www.ospel.pl/sites/all/pliki/import/image/podtynk/karo/srebro_perla/gpa-ss_m_43.jpg","26.40.52.0","8517 18 00"]
[2369,"GPH-1SS/m/00/d","Gniazdo bryzgoszczelne z uziemieniem schuko IP-44 wieczko przezroczyste",26.9,1,"szt","PLN","23%","",10,null,null,null,null,"5907577454159",null,null,"KARO",null,null,"",null,10,null,"https://www.ospel.pl/sites/all/pliki/import/image/podtynk/karo/biel/gph-1ss_m_00_d.jpg","https://www.ospel.pl/sites/all/pliki/import/image/rysunki/karo/gniazdo_ip44.pdf",null,"16A/250~, IP-44, zaciski gwintowe","","",null,null,null,"BIAŁY",null,"0.085 kg","71 mm","71 mm","25 mm",null,null,"2025-05-08",null,"","https://www.ospel.pl/sites/all/pliki/import/image/podtynk/karo/biel/gph-1ss_m_00_d.jpg","27.33.13.0","8536 69 90"]
[2378,"GPH-1SSP/m/43/d","Gniazdo bryzgoszczelne z uziemieniem schuko IP-44 z przesłonami torów prądowych wieczko przezroczyste",31.7,1,"szt","PLN","23%","",5,null,null,null,null,"5907577457525",null,null,"KARO",null,null,"",null,5,null,"https://www.ospel.pl/sites/all/pliki/import/image/podtynk/karo/srebro_perla/gph-1ssp_m_43_d.jpg","https://www.ospel.pl/sites/all/pliki/import/image/rysunki/karo/gniazdo_ip44.pdf",null,"16A/250~, IP-44, zaciski gwintowe","","",null,null,null,"SREBRNY PERŁOWY",null,"0.085 kg","71 mm","71 mm","25 mm",null,null,"2025-05-08",null,"","https://www.ospel.pl/sites/all/pliki/import/image/podtynk/karo/srebro_perla/gph-1ssp_m_43_d.jpg","27.33.13.0","8536 69 90"]
[2383,"GPH-1SZ/m/43/d","Gniazdo bryzgoszczelne z uziemieniem IP-44 wieczko przezroczyste",29.6,1,"szt","PLN","23%","",5,null,null,null,null,"5907577457495",null,null,"KARO",null,null,"",null,5,null,"https://www.ospel.pl/sites/all/pliki/import/image/podtynk/karo/srebro_perla/gph-1sz_m_43_d.jpg","https://www.ospel.pl/sites/all/pliki/import/image/rysunki/karo/gniazdo_ip44.pdf",null,"16A/250~, IP-44, zaciski gwintowe","","",null,null,null,"SREBRNY PERŁOWY",null,"0.085 kg","71 mm","71 mm","25 mm",null,null,"2025-05-08",null,"","https://www.ospel.pl/sites/all/pliki/import/image/podtynk/karo/srebro_perla/gph-1sz_m_43_d.jpg","27.33.13.0","8536 69 90"]
[2395,"GPK-1S/p/42","Obudowa gniazda pojedynczego typu Keystone prosta",15.9,1,"szt","PLN","23%","",5,null,null,null,null,"5907577458126",null,null,"KARO",null,null,"",null,5,null,"https://www.ospel.pl/sites/all/pliki/import/image/podtynk/karo/ecru_perla/gpk-1s_p_42.jpg","",null,"","","",null,null,null,"ECRU PERŁOWY",null,"0.053 kg","71 mm","71 mm","22 mm",null,null,"2025-05-08",null,"","https://www.ospel.pl/sites/all/pliki/import/image/podtynk/karo/ecru_perla/gpk-1s_p_42.jpg","26.30.30.0","8517 18 00"]
[2404,"GPK-2S/p/43","Obudowa gniazda podwójnego typu Keystone prosta",15.9,1,"szt","PLN","23%","",5,null,null,null,null,"5907577458188",null,null,"KARO",null,null,"",null,5,null,"https://www.ospel.pl/sites/all/pliki/import/image/podtynk/karo/srebro_perla/gpk-2s_p_43.jpg","",null,"","","",null,null,null,"SREBRNY PERŁOWY",null,"0.053 kg","71 mm","71 mm","22 mm",null,null,"2025-05-08",null,"","https://www.ospel.pl/sites/all/pliki/import/image/podtynk/karo/srebro_perla/gpk-2s_p_43.jpg","26.30.30.0","8517 18 00"]
[2405,"GPPK-1S/m/00","Przyłącz kablowy",24.5,1,"szt","PLN","23%","",10,null,null,null,null,"5907577477929",null,null,"KARO",null,null,"",null,10,null,"https://www.ospel.pl/sites/all/pliki/import/image/podtynk/karo/biel/gppk-1s_m_00.jpg","",null,"5x4mm2 zaciski gwintowe","","",null,null,null,"BIAŁY",null,"0.08 kg","71 mm","71 mm","23 mm",null,null,"2025-05-08",null,"","https://www.ospel.pl/sites/all/pliki/import/image/podtynk/karo/biel/gppk-1s_m_00.jpg","27.33.13.0","8536 90 10"]
[2415,"GPT-2SN/m/42","Gniazdo telefoniczne podwójne niezależne",51.2,1,"szt","PLN","23%","",5,null,null,null,null,"5907577457044",null,null,"KARO",null,null,"",null,5,null,"https://www.ospel.pl/sites/all/pliki/import/image/podtynk/karo/ecru_perla/gpt-2sn_m_42.jpg","",null,"Zaciski gwintowe","","",null,null,null,"ECRU PERŁOWY",null,"0.056 kg","71 mm","71 mm","22 mm",null,null,"2025-05-08",null,"","https://www.ospel.pl/sites/all/pliki/import/image/podtynk/karo/ecru_perla/gpt-2sn_m_42.jpg","26.30.30.0","8517 18 00"]
[2422,"ŁP-10S/m/40","Łącznik podwójny schodowy",32.9,1,"szt","PLN","23%","",5,null,null,null,null,"5907577455958",null,null,"KARO",null,null,"",null,5,null,"https://www.ospel.pl/sites/all/pliki/import/image/podtynk/karo/czek_metalik/lp-2s_m_40.jpg","https://www.ospel.pl/sites/all/pliki/import/image/rysunki/karo/laczniki.pdf",null,"10AX/250~, IP-20 zaciski gwintowe","","",null,null,null,"CZEKOLADOWY METALIK",null,"0.082 kg","71 mm","71 mm","25 mm",null,null,"2025-05-08",null,"https://www.ospel.pl/sites/all/pliki/import/image/schematy/lacznik_podwojny_schodowy.jpg","https://www.ospel.pl/sites/all/pliki/import/image/podtynk/karo/czek_metalik/lp-2s_m_40.jpg","27.33.11.0","8536 50 07"]
[2431,"ŁP-11SS/m/42","Łącznik dwubiegunowy z podświetleniem niebieskim",32.9,1,"szt","PLN","23%","",5,null,null,null,null,"5907577456641",null,null,"KARO",null,null,"",null,5,null,"https://www.ospel.pl/sites/all/pliki/import/image/podtynk/karo/ecru_perla/lp-11ss_m_42.jpg","https://www.ospel.pl/sites/all/pliki/import/image/rysunki/karo/laczniki.pdf",null,"10AX/250~, IP-20 zaciski gwintowe","","",null,null,null,"ECRU PERŁOWY",null,"0.075 kg","71 mm","71 mm","25 mm",null,null,"2025-05-08",null,"https://www.ospel.pl/sites/all/pliki/import/image/schematy/lacznik_dwubiegunowy.jpg","https://www.ospel.pl/sites/all/pliki/import/image/podtynk/karo/ecru_perla/lp-11ss_m_42.jpg","27.33.11.0","8536 50 07"]
[2438,"ŁP-13S/m/40","Łącznik potrójny",39.6,1,"szt","PLN","23%","",5,null,null,null,null,"5907577458546",null,null,"KARO",null,null,"",null,5,null,"https://www.ospel.pl/sites/all/pliki/import/image/podtynk/karo/czek_metalik/lp-13s_m_40.jpg","https://www.ospel.pl/sites/all/pliki/import/image/rysunki/karo/laczniki.pdf",null,"10AX/250~, IP-20 zaciski gwintowe","","",null,null,null,"CZEKOLADOWY METALIK",null,"0.076 kg","71 mm","71 mm","25 mm",null,null,"2025-05-08",null,"","https://www.ospel.pl/sites/all/pliki/import/image/podtynk/karo/czek_metalik/lp-13s_m_40.jpg","27.33.11.0","8536 50 07"]
[2448,"ŁP-15SS/m/43","Łącznik hotelowy z podświetleniem pomarańczowym",121.1,1,"szt","PLN","23%","",5,null,null,null,null,"5907577457808",null,null,"KARO",null,null,"",null,5,null,"https://www.ospel.pl/sites/all/pliki/import/image/podtynk/karo/srebro_perla/lp-15ss_m_43.jpg","https://www.ospel.pl/sites/all/pliki/import/image/rysunki/karo/lacznik_hotel.pdf",null,"16A230~, IP-20, zaciski gwintowe","","Tylko na zamówienie",null,null,null,"SREBRNY PERŁOWY",null,"0.101 kg","71 mm","71 mm","31 mm",null,null,"2025-05-08",null,"","https://www.ospel.pl/sites/all/pliki/import/image/podtynk/karo/srebro_perla/lp-15ss_m_43.jpg","27.33.11.0","8536 50 05"]
[2457,"ŁP-1S/m/00","Łącznik jednobiegunowy",16.7,1,"szt","PLN","23%","",10,null,null,null,null,"5907577453527",null,null,"KARO",null,null,"",null,10,null,"https://www.ospel.pl/sites/all/pliki/import/image/podtynk/karo/biel/lp-1s_m_00.jpg","https://www.ospel.pl/sites/all/pliki/import/image/rysunki/karo/laczniki.pdf",null,"10AX/250~, IP-20 zaciski gwintowe","","",null,null,null,"BIAŁY",null,"0.07 kg","71 mm","71 mm","25 mm",null,null,"2025-05-08",null,"","https://www.ospel.pl/sites/all/pliki/import/image/podtynk/karo/biel/lp-1s_m_00.jpg","27.33.11.0","8536 50 07"]
[2466,"ŁP-2S/m/40","Łącznik dwugrupowy świecznikowy",28.6,1,"szt","PLN","23%","",5,null,null,null,null,"5907577455798",null,null,"KARO",null,null,"",null,5,null,"https://www.ospel.pl/sites/all/pliki/import/image/podtynk/karo/czek_metalik/lp-2s_m_40.jpg","https://www.ospel.pl/sites/all/pliki/import/image/rysunki/karo/laczniki.pdf",null,"10AX/250~, IP-20 zaciski gwintowe","","",null,null,null,"CZEKOLADOWY METALIK",null,"0.073 kg","71 mm","71 mm","25 mm",null,null,"2025-05-08",null,"","https://www.ospel.pl/sites/all/pliki/import/image/podtynk/karo/czek_metalik/lp-2s_m_40.jpg","27.33.11.0","8536 50 07"]
[2467,"ŁP-2S/m/42","Łącznik dwugrupowy świecznikowy",28.6,1,"szt","PLN","23%","",5,null,null,null,null,"5907577456511",null,null,"KARO",null,null,"",null,5,null,"https://www.ospel.pl/sites/all/pliki/import/image/podtynk/karo/ecru_perla/lp-2s_m_42.jpg","https://www.ospel.pl/sites/all/pliki/import/image/rysunki/karo/laczniki.pdf",null,"10AX/250~, IP-20 zaciski gwintowe","","",null,null,null,"ECRU PERŁOWY",null,"0.073 kg","71 mm","71 mm","25 mm",null,null,"2025-05-08",null,"","https://www.ospel.pl/sites/all/pliki/import/image/podtynk/karo/ecru_perla/lp-2s_m_42.jpg","27.33.11.0","8536 50 07"]
[2475,"ŁP-3S/m/42","Łącznik schodowy",26.6,1,"szt","PLN","23%","",5,null,null,null,null,"5907577456535",null,null,"KARO",null,null,"",null,5,null,"https://www.ospel.pl/sites/all/pliki/import/image/podtynk/karo/ecru_perla/lp-3s_m_42.jpg","https://www.ospel.pl/sites/all/pliki/import/image/rysunki/karo/laczniki.pdf",null,"10AX/250~, IP-20 zaciski gwintowe","","",null,null,null,"ECRU PERŁOWY",null,"0.072 kg","71 mm","71 mm","25 mm",null,null,"2025-05-08",null,"","https://www.ospel.pl/sites/all/pliki/import/image/podtynk/karo/ecru_perla/lp-3s_m_42.jpg","27.33.11.0","8536 50 07"]
[2484,"ŁP-4S/m/43","Łącznik krzyżowy",31.3,1,"szt","PLN","23%","",5,null,null,null,null,"5907577457273",null,null,"KARO",null,null,"",null,5,null,"https://www.ospel.pl/sites/all/pliki/import/image/podtynk/karo/srebro_perla/lp-4s_m_43.jpg","https://www.ospel.pl/sites/all/pliki/import/image/rysunki/karo/laczniki.pdf",null,"10AX/250~, IP-20 zaciski gwintowe","","",null,null,null,"SREBRNY PERŁOWY",null,"0.077 kg","71 mm","71 mm","25 mm",null,null,"2025-05-08",null,"","https://www.ospel.pl/sites/all/pliki/import/image/podtynk/karo/srebro_perla/lp-4s_m_43.jpg","27.33.11.0","8536 50 07"]
[2493,"ŁP-5SS/m/00","Łącznik zwierny \"światło\" z podświetleniem pomarańczowym",25.2,1,"szt","PLN","23%","",10,null,null,null,null,"5907577453701",null,null,"KARO",null,null,"",null,10,null,"https://www.ospel.pl/sites/all/pliki/import/image/podtynk/karo/biel/lp-5ss_m_00.jpg","https://www.ospel.pl/sites/all/pliki/import/image/rysunki/karo/laczniki.pdf",null,"10AX/250~, IP-20 zaciski gwintowe","","",null,null,null,"BIAŁY",null,"0.071 kg","71 mm","71 mm","25 mm",null,null,"2025-05-08",null,"","https://www.ospel.pl/sites/all/pliki/import/image/podtynk/karo/biel/lp-5ss_m_00.jpg","27.33.11.0","8536 50 07"]
[2499,"ŁP-6S/m/42","Łącznik zwierny \"dzwonek\"",26.5,1,"szt","PLN","23%","",5,null,null,null,null,"5907577456597",null,null,"KARO",null,null,"",null,5,null,"https://www.ospel.pl/sites/all/pliki/import/image/podtynk/karo/ecru_perla/lp-6s_m_42.jpg","https://www.ospel.pl/sites/all/pliki/import/image/rysunki/karo/laczniki.pdf",null,"10AX/250~, IP-20 zaciski gwintowe","","",null,null,null,"ECRU PERŁOWY",null,"0.07 kg","71 mm","71 mm","25 mm",null,null,"2025-05-08",null,"","https://www.ospel.pl/sites/all/pliki/import/image/podtynk/karo/ecru_perla/lp-6s_m_42.jpg","27.33.11.0","8536 50 07"]
[2510,"ŁP-7SB/m/40","Łącznik żaluzjowy z blokadą mechaniczną",41.4,1,"szt","PLN","23%","",5,null,null,null,null,"5907577478872",null,null,"KARO",null,null,"",null,5,null,"https://www.ospel.pl/sites/all/pliki/import/image/podtynk/karo/czek_metalik/lp-7s_m_40.jpg","https://www.ospel.pl/sites/all/pliki/import/image/rysunki/karo/laczniki.pdf",null,"10AX/250~, IP-20 zaciski gwintowe","","",null,null,null,"CZEKOLADOWY METALIK",null,"0.075 kg","71 mm","71 mm","25 mm",null,null,"2025-05-08",null,"","https://www.ospel.pl/sites/all/pliki/import/image/podtynk/karo/czek_metalik/lp-7s_m_40.jpg","27.33.11.0","8536 50 07"]
[2519,"ŁP-7SS/m/42","Łącznik żaluzjowy, zwierny, z podświetleniem niebieskim",35.9,1,"szt","PLN","23%","",5,null,null,null,null,"5907577456627",null,null,"KARO",null,null,"",null,5,null,"https://www.ospel.pl/sites/all/pliki/import/image/podtynk/karo/ecru_perla/lp-7ss_m_42.jpg","https://www.ospel.pl/sites/all/pliki/import/image/rysunki/karo/laczniki.pdf",null,"10AX/250~, IP-20 zaciski gwintowe","","",null,null,null,"ECRU PERŁOWY",null,"0.076 kg","71 mm","71 mm","25 mm",null,null,"2025-05-08",null,"","https://www.ospel.pl/sites/all/pliki/import/image/podtynk/karo/ecru_perla/lp-7ss_m_42.jpg","27.33.11.0","8536 50 07"]
[2526,"ŁP-8SL2/m/40","Ściemniacz uniwersalny do obciążenia żarowego, halogenowego oraz LED",204.8,1,"szt","PLN","23%","",5,null,null,null,null,"5907577478612",null,null,"KARO",null,null,"",null,5,null,"https://www.ospel.pl/sites/all/pliki/import/image/podtynk/karo/czek_metalik/lp-8s_m_40.jpg","https://www.ospel.pl/sites/all/pliki/import/image/rysunki/karo/sciemniacz.pdf",null,"LED 0-100W, GLS 10-250W, 230V~50Hz","","",null,null,null,"CZEKOLADOWY METALIK",null,"0.093 kg","71 mm","71 mm","31 mm",null,null,"2025-05-08",null,"","https://www.ospel.pl/sites/all/pliki/import/image/podtynk/karo/czek_metalik/lp-8s_m_40.jpg","27.33.11.0","8536 50 05"]
[2528,"ŁP-8SL2/m/43","Ściemniacz uniwersalny do obciążenia żarowego, halogenowego oraz LED",204.8,1,"szt","PLN","23%","",5,null,null,null,null,"5907577478636",null,null,"KARO",null,null,"",null,5,null,"https://www.ospel.pl/sites/all/pliki/import/image/podtynk/karo/srebro_perla/lp-8s_m_43.jpg","https://www.ospel.pl/sites/all/pliki/import/image/rysunki/karo/sciemniacz.pdf",null,"LED 0-100W, GLS 10-250W, 230V~50Hz","","",null,null,null,"SREBRNY PERŁOWY",null,"0.093 kg","71 mm","71 mm","31 mm",null,null,"2025-05-08",null,"","https://www.ospel.pl/sites/all/pliki/import/image/podtynk/karo/srebro_perla/lp-8s_m_43.jpg","27.33.11.0","8536 50 05"]
[2537,"R-1S/53","Ramka pojedyncza",7.6,1,"szt","PLN","23%","",10,null,null,null,null,"5907577476472",null,null,"KARO",null,null,"",null,10,null,"https://www.ospel.pl/sites/all/pliki/import/image/podtynk/karo/colors/r-1s_53.jpg","https://www.ospel.pl/sites/all/pliki/import/image/rysunki/karo/ramka_pojedyncza.pdf",null,"Tworzywo ABS","","",null,null,null,"LIMONKA",null,"0.014 kg","82 mm","82 mm","",null,null,"2025-05-08",null,"","https://www.ospel.pl/sites/all/pliki/import/image/podtynk/karo/colors/r-1s_53.jpg","27.33.13.0","8536 90 01"]
[2546,"R-2S/54","Ramka podwójna",10.3,1,"szt","PLN","23%","",10,null,null,null,null,"5907577476533",null,null,"KARO",null,null,"",null,10,null,"https://www.ospel.pl/sites/all/pliki/import/image/podtynk/karo/colors/r-2s_54.jpg","https://www.ospel.pl/sites/all/pliki/import/image/rysunki/karo/ramka_podwojna.pdf",null,"Tworzywo ABS","","",null,null,null,"LAWENDA",null,"0.022 kg","82 mm","153 mm","",null,null,"2025-05-08",null,"","https://www.ospel.pl/sites/all/pliki/import/image/podtynk/karo/colors/r-2s_54.jpg","27.33.13.0","8536 90 01"]
[2558,"R-4S/40","Ramka poczwórna",16.7,1,"szt","PLN","23%","",10,null,null,null,null,"5907577456412",null,null,"KARO",null,null,"",null,10,null,"https://www.ospel.pl/sites/all/pliki/import/image/podtynk/karo/czek_metalik/r-4s_40.jpg","https://www.ospel.pl/sites/all/pliki/import/image/rysunki/karo/ramka_poczworna.pdf",null,"Tworzywo ABS","","",null,null,null,"CZEKOLADOWY METALIK",null,"0.045 kg","82 mm","295 mm","",null,null,"2025-05-08",null,"","https://www.ospel.pl/sites/all/pliki/import/image/podtynk/karo/czek_metalik/r-4s_40.jpg","27.33.13.0","8536 90 01"]
[2563,"R-4S/57","Ramka poczwórna",45,1,"szt","PLN","23%","",10,null,null,null,null,"5907577476724",null,null,"KARO",null,null,"",null,10,null,"https://www.ospel.pl/sites/all/pliki/import/image/podtynk/karo/colors/r-4s_57.jpg","https://www.ospel.pl/sites/all/pliki/import/image/rysunki/karo/ramka_poczworna.pdf",null,"Tworzywo ABS","","",null,null,null,"WENGE ",null,"0.045 kg","82 mm","295 mm","",null,null,"2025-05-08",null,"","https://www.ospel.pl/sites/all/pliki/import/image/podtynk/karo/colors/r-4s_57.jpg","27.33.13.0","8536 90 01"]
[2572,"R-5S/59","Ramka pięciokrotna",24,1,"szt","PLN","23%","",10,null,null,null,null,"5907577476830",null,null,"KARO",null,null,"",null,10,null,"https://www.ospel.pl/sites/all/pliki/import/image/podtynk/karo/colors/r-5s_59.jpg","https://www.ospel.pl/sites/all/pliki/import/image/rysunki/karo/ramka_pieciokrotna.pdf",null,"Tworzywo ABS","","",null,null,null,"SATYNOWY TURKUS",null,"0.055 kg","82 mm","366 mm","",null,null,"2025-05-08",null,"","https://www.ospel.pl/sites/all/pliki/import/image/podtynk/karo/colors/r-5s_59.jpg","27.33.13.0","8536 90 01"]
[2581,"RH-3S/00","Ramka potrójna do łączników IP-44",11.8,1,"szt","PLN","23%","",10,null,null,null,null,"5907577457952",null,null,"KARO",null,null,"",null,10,null,"https://www.ospel.pl/sites/all/pliki/import/image/podtynk/karo/biel/rh-3s_00.jpg","https://www.ospel.pl/sites/all/pliki/import/image/rysunki/karo/ramka_potrojna.pdf",null,"Tworzywo ABS","","",null,null,null,"BIAŁY",null,"0.03 kg","82 mm","224 mm","",null,null,"2025-05-08",null,"","https://www.ospel.pl/sites/all/pliki/import/image/podtynk/karo/biel/rh-3s_00.jpg","27.33.13.0","8536 90 01"]
[2587,"RH-4S/42","Ramka poczwórna do łączników IP-44",17.399999999999999,1,"szt","PLN","23%","",10,null,null,null,null,"5907577457181",null,null,"KARO",null,null,"",null,10,null,"https://www.ospel.pl/sites/all/pliki/import/image/podtynk/karo/ecru_perla/rh-4s_42.jpg","https://www.ospel.pl/sites/all/pliki/import/image/rysunki/karo/ramka_poczworna.pdf",null,"Tworzywo ABS","","",null,null,null,"ECRU PERŁOWY",null,"0.045 kg","82 mm","295 mm","",null,null,"2025-05-08",null,"","https://www.ospel.pl/sites/all/pliki/import/image/podtynk/karo/ecru_perla/rh-4s_42.jpg","27.33.13.0","8536 90 01"]
[2590,"RH-5S/40","Ramka pięciokrotna do łączników IP-44",21.5,1,"szt","PLN","23%","",10,null,null,null,null,"5907577456474",null,null,"KARO",null,null,"",null,10,null,"https://www.ospel.pl/sites/all/pliki/import/image/podtynk/karo/czek_metalik/rh-5s_40.jpg","https://www.ospel.pl/sites/all/pliki/import/image/rysunki/karo/ramka_pieciokrotna.pdf",null,"Tworzywo ABS","","",null,null,null,"CZEKOLADOWY METALIK",null,"0.055 kg","82 mm","366 mm","",null,null,"2025-05-08",null,"","https://www.ospel.pl/sites/all/pliki/import/image/podtynk/karo/czek_metalik/rh-5s_40.jpg","27.33.13.0","8536 90 01"]
[2599,"RTP-1SN/m/42","Regulator temperatury z czujnikiem napowietrznym",235,1,"szt","PLN","23%","",5,null,null,null,null,"5907577458072",null,null,"KARO",null,null,"",null,5,null,"https://www.ospel.pl/sites/all/pliki/import/image/podtynk/karo/ecru_perla/rtp-1sn_m_42.jpg","https://www.ospel.pl/sites/all/pliki/import/image/rysunki/karo/reg_temp.pdf",null,"zaciski gwintowe","","Tylko na zamówienie",null,null,null,"ECRU PERŁOWY",null,"0.1025 kg","71 mm","71 mm","31 mm",null,null,"2025-05-08",null,"","https://www.ospel.pl/sites/all/pliki/import/image/podtynk/karo/ecru_perla/rtp-1sn_m_42.jpg","27.33.13.0","8536 50 05"]
[2610,"GP-1WP/01","Gniazdo pojedyncze z przesłonami torów prądowych",15.5,1,"szt","PLN","23%","",10,null,null,null,null,"5907577470722",null,null,"KIER",null,null,"",null,10,null,"https://www.ospel.pl/sites/all/pliki/import/image/podtynk/kier/bez/gp-1wp_01.jpg","https://www.ospel.pl/sites/all/pliki/import/image/rysunki/kier/gniazda_poj.jpg",null,"16A/250~, IP-20, zaciski gwintowe","","",null,null,null,"BEŻOWY",null,"0.08 kg","82 mm","88 mm","26 mm",null,null,"2025-05-08",null,"","https://www.ospel.pl/sites/all/pliki/import/image/podtynk/kier/bez/gp-1wp_01.jpg","27.33.13.0","8536 69 90"]
[2616,"GP-1WS/52","Gniazdo pojedyncze z uziemieniem schuko",21.5,1,"szt","PLN","23%","",5,null,null,null,null,"5907577474218",null,null,"KIER",null,null,"",null,5,null,"https://www.ospel.pl/sites/all/pliki/import/image/podtynk/kier/braz/gp-1ws_52.jpg","https://www.ospel.pl/sites/all/pliki/import/image/rysunki/kier/gniazda_poj_schuko.jpg",null,"16A/250~, IP-20, zaciski gwintowe","","",null,null,null,"BRĄZOWY METALIK",null,"0.084 kg","82 mm","88 mm","29 mm",null,null,"2025-05-08",null,"","https://www.ospel.pl/sites/all/pliki/import/image/podtynk/kier/braz/gp-1ws_52.jpg","27.33.13.0","8536 69 90"]
[2625,"GP-1WZD/22","Gniazdo pojedyncze z uziemieniem DATA",18.399999999999999,1,"szt","PLN","23%","",10,null,null,null,null,"5907577462956",null,null,"KIER",null,null,"",null,10,null,"https://www.ospel.pl/sites/all/pliki/import/image/podtynk/kier/biel/gp-1wzd_22.jpg","https://www.ospel.pl/sites/all/pliki/import/image/rysunki/kier/gniazda_poj.jpg",null,"16A/250~, IP-20, zaciski gwintowe","","",null,null,null,"CZERWONY",null,"0.085 kg","82 mm","88 mm","26 mm",null,null,"2025-05-08",null,"","https://www.ospel.pl/sites/all/pliki/import/image/podtynk/kier/biel/gp-1wzd_22.jpg","27.33.13.0","8536 69 90"]
[2634,"GP-2W/45","Gniazdo podwójne",20.100000000000001,1,"szt","PLN","23%","",5,null,null,null,null,"5907577473709",null,null,"KIER",null,null,"",null,5,null,"https://www.ospel.pl/sites/all/pliki/import/image/podtynk/kier/satyna/gp-2w_45.jpg","https://www.ospel.pl/sites/all/pliki/import/image/rysunki/kier/gniazda_pod.jpg",null,"16A/250~, IP-20, zaciski gwintowe","","",null,null,null,"SATYNA LIGHT",null,"0.084 kg","82 mm","88 mm","27 mm",null,null,"2025-05-08",null,"","https://www.ospel.pl/sites/all/pliki/import/image/podtynk/kier/satyna/gp-2w_45.jpg","27.33.13.0","8536 69 90"]
[2642,"GP-2WS/45","Gniazdo podwójne z uziemieniem schuko",26.5,1,"szt","PLN","23%","",5,null,null,null,null,"5907577473747",null,null,"KIER",null,null,"",null,5,null,"https://www.ospel.pl/sites/all/pliki/import/image/podtynk/kier/satyna/gp-2ws_45.jpg","",null,"16A/250~, IP-20, zaciski gwintowe","","",null,null,null,"SATYNA LIGHT",null,"0.091 kg","87 mm","88 mm","22 mm",null,null,"2025-05-08",null,"","https://www.ospel.pl/sites/all/pliki/import/image/podtynk/kier/satyna/gp-2ws_45.jpg","27.33.13.0","8536 69 90"]
[2651,"GP-2WZ/52","Gniazdo podwójne z uziemieniem",21.1,1,"szt","PLN","23%","",5,null,null,null,null,"5907577474294",null,null,"KIER",null,null,"",null,5,null,"https://www.ospel.pl/sites/all/pliki/import/image/podtynk/kier/braz/gp-2wz_52.jpg","https://www.ospel.pl/sites/all/pliki/import/image/rysunki/kier/gniazda_pod.jpg",null,"16A/250~, IP-20, zaciski gwintowe","","",null,null,null,"BRĄZOWY METALIK",null,"0.095 kg","82 mm","88 mm","27 mm",null,null,"2025-05-08",null,"","https://www.ospel.pl/sites/all/pliki/import/image/podtynk/kier/braz/gp-2wz_52.jpg","27.33.13.0","8536 69 90"]
[2652,"GP-2WZP/00","Gniazdo podwójne z uziemieniem z przesłonami torów prądowych",20.9,1,"szt","PLN","23%","",10,null,null,null,null,"5907577463113",null,null,"KIER",null,null,"",null,10,null,"https://www.ospel.pl/sites/all/pliki/import/image/podtynk/kier/biel/gp-2wzp_00.jpg","https://www.ospel.pl/sites/all/pliki/import/image/rysunki/kier/gniazda_pod.jpg",null,"16A/250~, IP-20, zaciski gwintowe","","",null,null,null,"BIAŁY",null,"0.1 kg","82 mm","88 mm","27 mm",null,null,"2025-05-08",null,"","https://www.ospel.pl/sites/all/pliki/import/image/podtynk/kier/biel/gp-2wzp_00.jpg","27.33.13.0","8536 69 90"]
[2661,"GPA-10WPZ/01","Gniazdo RTV zakończeniowe",57.6,1,"szt","PLN","23%","",10,null,null,null,null,"5907577470906",null,null,"KIER",null,null,"",null,10,null,"https://www.ospel.pl/sites/all/pliki/import/image/podtynk/kier/bez/gpa-wk_01.jpg","https://www.ospel.pl/sites/all/pliki/import/image/rysunki/kier/gniazda_rtv.jpg",null,"Współczynnik tłumienia 10dB","","",null,null,null,"BEŻOWY",null,"0.118 kg","82 mm","88 mm","24 mm",null,null,"2025-05-08",null,"","https://www.ospel.pl/sites/all/pliki/import/image/podtynk/kier/bez/gpa-wk_01.jpg","26.40.52.0","8517 18 00"]
[2671,"GPA-16WP/52","Gniazdo RTV przelotowe 16-dB",59.6,1,"szt","PLN","23%","",5,null,null,null,null,"5907577474379",null,null,"KIER",null,null,"",null,5,null,"https://www.ospel.pl/sites/all/pliki/import/image/podtynk/kier/braz/gpa-wk_52.jpg","https://www.ospel.pl/sites/all/pliki/import/image/rysunki/kier/gniazda_rtv.jpg",null,"Współczynnik tłumienia 16dB","","",null,null,null,"BRĄZOWY METALIK",null,"0.118 kg","82 mm","88 mm","24 mm",null,null,"2025-05-08",null,"","https://www.ospel.pl/sites/all/pliki/import/image/podtynk/kier/braz/gpa-wk_52.jpg","26.40.52.0","8517 18 00"]
[2678,"GPA-2WF/45","Gniazdo antenowe typu F podwójne",32.5,1,"szt","PLN","23%","",5,null,null,null,null,"5907577473860",null,null,"KIER",null,null,"",null,5,null,"https://www.ospel.pl/sites/all/pliki/import/image/podtynk/kier/satyna/gpa-2wf_45.jpg","https://www.ospel.pl/sites/all/pliki/import/image/rysunki/kier/gniazda_rtv.jpg",null,"Złącze typu F","","",null,null,null,"SATYNA LIGHT",null,"0.057 kg","82 mm","88 mm","24 mm",null,null,"2025-05-08",null,"","https://www.ospel.pl/sites/all/pliki/import/image/podtynk/kier/satyna/gpa-2wf_45.jpg","26.40.52.0","8517 18 00"]
[2687,"GPA-WK/52","Gniazdo RTV końcowe",54.5,1,"szt","PLN","23%","",5,null,null,null,null,"5907577474386",null,null,"KIER",null,null,"",null,5,null,"https://www.ospel.pl/sites/all/pliki/import/image/podtynk/kier/braz/gpa-wk_52.jpg","https://www.ospel.pl/sites/all/pliki/import/image/rysunki/kier/gniazda_rtv.jpg",null,"Współczynnik tłumienia 2,5-3dB","","",null,null,null,"BRĄZOWY METALIK",null,"0.117 kg","82 mm","88 mm","24 mm",null,null,"2025-05-08",null,"","https://www.ospel.pl/sites/all/pliki/import/image/podtynk/kier/braz/gpa-wk_52.jpg","26.40.52.0","8517 18 00"]
[2694,"GPA-WSP/45","Gniazdo RTV-SAT przelotowe",112,1,"szt","PLN","23%","",5,null,null,null,null,"5907577473839",null,null,"KIER",null,null,"",null,5,null,"https://www.ospel.pl/sites/all/pliki/import/image/podtynk/kier/satyna/gpa-ws_45.jpg","https://www.ospel.pl/sites/all/pliki/import/image/rysunki/kier/gniazda_rtv.jpg",null,"Współczynnik tłumienia 1,2dB","","",null,null,null,"SATYNA LIGHT",null,"0.127 kg","82 mm","88 mm","24 mm",null,null,"2025-05-08",null,"","https://www.ospel.pl/sites/all/pliki/import/image/podtynk/kier/satyna/gpa-ws_45.jpg","26.40.52.0","8517 18 00"]
[2704,"GPH-1WSP/01/d","Gniazdo bryzgoszczelne z uziemieniem schuko IP-44 z przesłonami torów prądowych wieczko przezroczyste",27.2,1,"szt","PLN","23%","",10,null,null,null,null,"5907577470791",null,null,"KIER",null,null,"",null,10,null,"https://www.ospel.pl/sites/all/pliki/import/image/podtynk/kier/bez/gph-1wsp_01_d.jpg","https://www.ospel.pl/sites/all/pliki/import/image/rysunki/kier/gniazda_poj_ip-44.jpg",null,"16A/250~, IP-44 zaciski gwintowe","","",null,null,null,"BEŻOWY",null,"0.103 kg","83 mm","88 mm","27 mm",null,null,"2025-05-08",null,"","https://www.ospel.pl/sites/all/pliki/import/image/podtynk/kier/bez/gph-1wsp_01_d.jpg","27.33.13.0","8536 69 90"]
[2713,"GPH-1WZ/52/d","Gniazdo bryzgoszczelne z uziemieniem IP-44 wieczko przezroczyste",27,1,"szt","PLN","23%","",5,null,null,null,null,"5907577474232",null,null,"KIER",null,null,"",null,5,null,"https://www.ospel.pl/sites/all/pliki/import/image/podtynk/kier/braz/gph-1wz_52_d.jpg","https://www.ospel.pl/sites/all/pliki/import/image/rysunki/kier/gniazda_poj_ip-44.jpg",null,"16A/250~, IP-44 zaciski gwintowe","","",null,null,null,"BRĄZOWY METALIK",null,"0.103 kg","83 mm","88 mm","27 mm",null,null,"2025-05-08",null,"","https://www.ospel.pl/sites/all/pliki/import/image/podtynk/kier/braz/gph-1wz_52_d.jpg","27.33.13.0","8536 69 90"]
[2714,"GPH-1WZP/00/d","Gniazdo bryzgoszczelne z uziemieniem IP-44 z przesłonami torów prądowych wieczko przezroczyste",26.7,1,"szt","PLN","23%","",10,null,null,null,null,"5907577463014",null,null,"KIER",null,null,"",null,10,null,"https://www.ospel.pl/sites/all/pliki/import/image/podtynk/kier/biel/gph-1wzp_00_d.jpg","https://www.ospel.pl/sites/all/pliki/import/image/rysunki/kier/gniazda_poj_ip-44.jpg",null,"16A/250~, IP-44 zaciski gwintowe","","",null,null,null,"BIAŁY",null,"0.103 kg","83 mm","88 mm","27 mm",null,null,"2025-05-08",null,"","https://www.ospel.pl/sites/all/pliki/import/image/podtynk/kier/biel/gph-1wzp_00_d.jpg","27.33.13.0","8536 69 90"]
[2723,"GPK-1W/K/52","Gniazdo komputerowe pojedyncze, kat. 5e MMC",58.8,1,"szt","PLN","23%","",5,null,null,null,null,"5907577474478",null,null,"KIER",null,null,"",null,5,null,"https://www.ospel.pl/sites/all/pliki/import/image/podtynk/kier/braz/gpk-1w_k_52.jpg","https://www.ospel.pl/sites/all/pliki/import/image/rysunki/kier/gniazda_tel_komp.jpg",null,"Złącze IDC","","",null,null,null,"BRĄZOWY METALIK",null,"0.049 kg","82 mm","88 mm","21 mm",null,null,"2025-05-08",null,"","https://www.ospel.pl/sites/all/pliki/import/image/podtynk/kier/braz/gpk-1w_k_52.jpg","26.30.30.0","8517 18 00"]
[2731,"GPK-2W/K/52","Gniazdo komputerowe podwójne, kat. 5e MMC",94.6,1,"szt","PLN","23%","",5,null,null,null,null,"5907577474492",null,null,"KIER",null,null,"",null,5,null,"https://www.ospel.pl/sites/all/pliki/import/image/podtynk/kier/braz/gpk-2w_k_52.jpg","https://www.ospel.pl/sites/all/pliki/import/image/rysunki/kier/gniazda_tel_komp.jpg",null,"Złącze IDC","","",null,null,null,"BRĄZOWY METALIK",null,"0.054 kg","82 mm","88 mm","21 mm",null,null,"2025-05-08",null,"","https://www.ospel.pl/sites/all/pliki/import/image/podtynk/kier/braz/gpk-2w_k_52.jpg","26.30.30.0","8517 18 00"]
[2740,"GPT-1W/00","Gniazdo telefoniczne pojedyncze",20.9,1,"szt","PLN","23%","",10,null,null,null,null,"5907577463250",null,null,"KIER",null,null,"",null,10,null,"https://www.ospel.pl/sites/all/pliki/import/image/podtynk/kier/biel/gpt-1w_00.jpg","https://www.ospel.pl/sites/all/pliki/import/image/rysunki/kier/gniazda_tel_komp.jpg",null,"Zaciski gwintowe","","",null,null,null,"BIAŁY",null,"0.049 kg","82 mm","88 mm","21 mm",null,null,"2025-05-08",null,"","https://www.ospel.pl/sites/all/pliki/import/image/podtynk/kier/biel/gpt-1w_00.jpg","26.30.30.0","8517 18 00"]
[2746,"GPT-2WN/45","Gniazdo telefoniczne podwójne niezależne",40.4,1,"szt","PLN","23%","",5,null,null,null,null,"5907577473884",null,null,"KIER",null,null,"",null,5,null,"https://www.ospel.pl/sites/all/pliki/import/image/podtynk/kier/satyna/gpt-2wn_45.jpg","https://www.ospel.pl/sites/all/pliki/import/image/rysunki/kier/gniazda_tel_komp.jpg",null,"Zaciski gwintowe","","",null,null,null,"SATYNA LIGHT",null,"0.055 kg","82 mm","88 mm","21 mm",null,null,"2025-05-08",null,"","https://www.ospel.pl/sites/all/pliki/import/image/podtynk/kier/satyna/gpt-2wn_45.jpg","26.30.30.0","8517 18 00"]
[2757,"ŁP-11W/01","Łącznik dwubiegunowy",27.7,1,"szt","PLN","23%","",10,null,null,null,null,"5907577470647",null,null,"KIER",null,null,"",null,10,null,"https://www.ospel.pl/sites/all/pliki/import/image/podtynk/kier/bez/lp-11w_01.jpg","https://www.ospel.pl/sites/all/pliki/import/image/rysunki/kier/laczniki.jpg",null,"10AX/250~, IP-20 zaciski gwintowe","","",null,null,null,"BEŻOWY",null,"0.073 kg","82 mm","88 mm","26 mm",null,null,"2025-05-08",null,"https://www.ospel.pl/sites/all/pliki/import/image/schematy/lacznik_dwubiegunowy.jpg","https://www.ospel.pl/sites/all/pliki/import/image/podtynk/kier/bez/lp-11w_01.jpg","27.33.11.0","8536 50 07"]
[2766,"ŁP-12WS/45","Łącznik kontrolny z podświetleniem niebieskim",34.299999999999997,1,"szt","PLN","23%","",5,null,null,null,null,"5907577473556",null,null,"KIER",null,null,"",null,5,null,"https://www.ospel.pl/sites/all/pliki/import/image/podtynk/kier/satyna/lp-1ws_45.jpg","https://www.ospel.pl/sites/all/pliki/import/image/rysunki/kier/laczniki.jpg",null,"10AX/250~, IP-20 zaciski gwintowe","","",null,null,null,"SATYNA LIGHT",null,"0.068 kg","82 mm","88 mm","26 mm",null,null,"2025-05-08",null,"","https://www.ospel.pl/sites/all/pliki/import/image/podtynk/kier/satyna/lp-1ws_45.jpg","27.33.11.0","8536 50 07"]
[2775,"ŁP-1W/52","Łącznik jednobiegunowy",18.5,1,"szt","PLN","23%","",5,null,null,null,null,"5907577473969",null,null,"KIER",null,null,"",null,5,null,"https://www.ospel.pl/sites/all/pliki/import/image/podtynk/kier/braz/lp-1w_52.jpg","https://www.ospel.pl/sites/all/pliki/import/image/rysunki/kier/laczniki.jpg",null,"10AX/250~, IP-20 zaciski gwintowe","","",null,null,null,"BRĄZOWY METALIK",null,"0.063 kg","82 mm","88 mm","26 mm",null,null,"2025-05-08",null,"","https://www.ospel.pl/sites/all/pliki/import/image/podtynk/kier/braz/lp-1w_52.jpg","27.33.11.0","8536 50 07"]
[2778,"ŁP-1WS/45","Łącznik jednobiegunowy z podświetleniem niebieskim",25,1,"szt","PLN","23%","",5,null,null,null,null,"5907577473402",null,null,"KIER",null,null,"",null,5,null,"https://www.ospel.pl/sites/all/pliki/import/image/podtynk/kier/satyna/lp-1ws_45.jpg","https://www.ospel.pl/sites/all/pliki/import/image/rysunki/kier/laczniki.jpg",null,"10AX/250~, IP-20 zaciski gwintowe","","",null,null,null,"SATYNA LIGHT",null,"0.065 kg","82 mm","88 mm","26 mm",null,null,"2025-05-08",null,"","https://www.ospel.pl/sites/all/pliki/import/image/podtynk/kier/satyna/lp-1ws_45.jpg","27.33.11.0","8536 50 07"]
[2784,"ŁP-2WS/00","Łącznik dwugrupowy świecznikowy z podświetleniem pomarańczowym",23.6,1,"szt","PLN","23%","",10,null,null,null,null,"5907577462734",null,null,"KIER",null,null,"",null,10,null,"https://www.ospel.pl/sites/all/pliki/import/image/podtynk/kier/biel/lp-2ws_00.jpg","https://www.ospel.pl/sites/all/pliki/import/image/rysunki/kier/laczniki.jpg",null,"10AX/250~, IP-20 zaciski gwintowe","","",null,null,null,"BIAŁY",null,"0.071 kg","82 mm","88 mm","26 mm",null,null,"2025-05-08",null,"","https://www.ospel.pl/sites/all/pliki/import/image/podtynk/kier/biel/lp-2ws_00.jpg","27.33.11.0","8536 50 07"]
[2793,"ŁP-3WS/01","Łącznik schodowy z podświetleniem pomarańczowym",24,1,"szt","PLN","23%","",10,null,null,null,null,"5907577470555",null,null,"KIER",null,null,"",null,10,null,"https://www.ospel.pl/sites/all/pliki/import/image/podtynk/kier/bez/lp-3ws_01.jpg","https://www.ospel.pl/sites/all/pliki/import/image/rysunki/kier/laczniki.jpg",null,"10AX/250~, IP-20 zaciski gwintowe","","",null,null,null,"BEŻOWY",null,"0.07 kg","82 mm","88 mm","26 mm",null,null,"2025-05-08",null,"","https://www.ospel.pl/sites/all/pliki/import/image/podtynk/kier/bez/lp-3ws_01.jpg","27.33.11.0","8536 50 07"]
[2802,"ŁP-4WS/45","Łącznik krzyżowy z podświetleniem niebieskim",34.9,1,"szt","PLN","23%","",5,null,null,null,null,"5907577473464",null,null,"KIER",null,null,"",null,5,null,"https://www.ospel.pl/sites/all/pliki/import/image/podtynk/kier/satyna/lp-4ws_45.jpg","https://www.ospel.pl/sites/all/pliki/import/image/rysunki/kier/laczniki.jpg",null,"10AX/250~, IP-20 zaciski gwintowe","","",null,null,null,"SATYNA LIGHT",null,"0.076 kg","82 mm","88 mm","26 mm",null,null,"2025-05-08",null,"","https://www.ospel.pl/sites/all/pliki/import/image/podtynk/kier/satyna/lp-4ws_45.jpg","27.33.11.0","8536 50 07"]
[2807,"ŁP-5W/52","Łącznik zwierny \"światło\"",21.5,1,"szt","PLN","23%","",5,null,null,null,null,"5907577474041",null,null,"KIER",null,null,"",null,5,null,"https://www.ospel.pl/sites/all/pliki/import/image/podtynk/kier/braz/lp-5w_52.jpg","https://www.ospel.pl/sites/all/pliki/import/image/rysunki/kier/laczniki.jpg",null,"10AX/250~, IP-20 zaciski gwintowe","","",null,null,null,"BRĄZOWY METALIK",null,"0.064 kg","82 mm","88 mm","26 mm",null,null,"2025-05-08",null,"","https://www.ospel.pl/sites/all/pliki/import/image/podtynk/kier/braz/lp-5w_52.jpg","27.33.11.0","8536 50 07"]
[2819,"ŁP-6WS/52","Łącznik zwierny \"dzwonek\" z podświetleniem niebieskim",27.7,1,"szt","PLN","23%","",5,null,null,null,null,"5907577474072",null,null,"KIER",null,null,"",null,5,null,"https://www.ospel.pl/sites/all/pliki/import/image/podtynk/kier/braz/lp-6ws_52.jpg","https://www.ospel.pl/sites/all/pliki/import/image/rysunki/kier/laczniki.jpg",null,"10AX/250~, IP-20 zaciski gwintowe","","",null,null,null,"BRĄZOWY METALIK",null,"0.066 kg","82 mm","88 mm","26 mm",null,null,"2025-05-08",null,"","https://www.ospel.pl/sites/all/pliki/import/image/podtynk/kier/braz/lp-6ws_52.jpg","27.33.11.0","8536 50 07"]
[2828,"ŁP-7WBS/00","Łącznik żaluzjowy z podświetleniem pomarańczowym z blokadą mechaniczną",38.5,1,"szt","PLN","23%","",10,null,null,null,null,"5907577478353",null,null,"KIER",null,null,"",null,10,null,"https://www.ospel.pl/sites/all/pliki/import/image/podtynk/kier/biel/lp-7ws_00.jpg","https://www.ospel.pl/sites/all/pliki/import/image/rysunki/kier/laczniki.jpg",null,"10AX/250~, IP-20 zaciski gwintowe","","",null,null,null,"BIAŁY",null,"0.073 kg","82 mm","88 mm","26 mm",null,null,"2025-05-08",null,"","https://www.ospel.pl/sites/all/pliki/import/image/podtynk/kier/biel/lp-7ws_00.jpg","27.33.11.0","8536 50 07"]
[2830,"ŁP-7WBS/45","Łącznik żaluzjowy z podświetleniem niebieskim z blokadą mechaniczną",44,1,"szt","PLN","23%","",5,null,null,null,null,"5907577478377",null,null,"KIER",null,null,"",null,5,null,"https://www.ospel.pl/sites/all/pliki/import/image/podtynk/kier/satyna/lp-7ws_45.jpg","https://www.ospel.pl/sites/all/pliki/import/image/rysunki/kier/laczniki.jpg",null,"10AX/250~, IP-20 zaciski gwintowe","","",null,null,null,"SATYNA LIGHT",null,"0.073 kg","82 mm","88 mm","26 mm",null,null,"2025-05-08",null,"","https://www.ospel.pl/sites/all/pliki/import/image/podtynk/kier/satyna/lp-7ws_45.jpg","27.33.11.0","8536 50 07"]
[2837,"ŁP-8W/01","Ściemniacz przyciskowo-obrotowy przystosowany do obciążenia żarowego i halogenowego",114.9,1,"szt","PLN","23%","",5,null,null,null,null,"5907577470708",null,null,"KIER",null,null,"",null,5,null,"https://www.ospel.pl/sites/all/pliki/import/image/podtynk/kier/bez/lp-8w_01.jpg","https://www.ospel.pl/sites/all/pliki/import/image/rysunki/kier/sciemniacz.jpg",null,"40-400W, 230V~50Hz, zaciski gwintowe","","",null,null,null,"BEŻOWY",null,"0.138 kg","82 mm","88 mm","31 mm",null,null,"2025-05-08",null,"https://www.ospel.pl/sites/all/pliki/import/image/schematy/sciemniacze.pdf","https://www.ospel.pl/sites/all/pliki/import/image/podtynk/kier/bez/lp-8w_01.jpg","27.33.11.0","8536 50 05"]
[2846,"ŁP-9W/45","Łącznik schodowy + jednobiegunowy",34.299999999999997,1,"szt","PLN","23%","",5,null,null,null,null,"5907577473563",null,null,"KIER",null,null,"",null,5,null,"https://www.ospel.pl/sites/all/pliki/import/image/podtynk/kier/satyna/lp-2w_45.jpg","https://www.ospel.pl/sites/all/pliki/import/image/rysunki/kier/laczniki.jpg",null,"10AX/250~, IP-20 zaciski gwintowe","","",null,null,null,"SATYNA LIGHT",null,"0.076 kg","82 mm","88 mm","26 mm",null,null,"2025-05-08",null,"","https://www.ospel.pl/sites/all/pliki/import/image/podtynk/kier/satyna/lp-2w_45.jpg","27.33.11.0","8536 50 07"]
[2855,"GNH-1LZ/00/d","Gniazdo pojedyncze z uziemieniem wieczko przezroczyste",21.6,1,"szt","PLN","23%","",10,null,null,null,null,"5907577408671",null,null,"LAMBDA",null,null,"",null,10,null,"https://www.ospel.pl/sites/all/pliki/import/image/natynk/lambda/gnh-1lz_00_d.jpg","",null,"","","",null,null,null,"BIAŁY",null,"","","","",null,null,"2025-05-08",null,"","https://www.ospel.pl/sites/all/pliki/import/image/natynk/lambda/gnh-1lz_00_d.jpg","27.33.13.0","8536 69 90"]
[2862,"ŁNH-3LC/25","Łącznik schodowy",21.6,1,"szt","PLN","23%","",10,null,null,null,null,"5907577401382",null,null,"LAMBDA",null,null,"",null,10,null,"https://www.ospel.pl/sites/all/pliki/import/image/natynk/lambda/lnh-3lc_25.jpg","",null,"","","",null,null,null,"CZARNY",null,"","85 mm","67 mm","",null,null,"2025-05-08",null,"https://www.ospel.pl/sites/all/pliki/import/image/schematy/laczniki_schodowe_wspolpraca.jpg","https://www.ospel.pl/sites/all/pliki/import/image/natynk/lambda/lnh-3lc_25.jpg","27.33.11.0","8536 50 07"]
[2872,"GNH-1NZ/00/w","Gniazdo pojedyncze z uziemieniem wieczko w kolorze wyrobu",16.600000000000001,1,"szt","PLN","23%","",10,null,null,null,null,"5907577450472",null,null,"MADERA",null,null,"",null,10,null,"https://www.ospel.pl/sites/all/pliki/import/image/natynk/madera/gnh-1nz_00_w.jpg","https://www.ospel.pl/sites/all/pliki/import/image/rysunki/madera/gniazdo_poj.jpg",null,"16A/250~, IP-44, zaciski gwintowe","","",null,null,null,"BIAŁY",null,"0.0930 kg","70 mm","65 mm","",null,null,"2025-05-08",null,"","https://www.ospel.pl/sites/all/pliki/import/image/natynk/madera/gnh-1nz_00_w.jpg","27.33.13.0","8536 69 90"]
[2881,"GNH-2NZP/00/d","Gniazdo podwójne z uziemieniem z przesłonami torów prądowych wieczko przezroczyste",30.5,1,"szt","PLN","23%","",5,null,null,null,null,"5907577450526",null,null,"MADERA",null,null,"",null,5,null,"https://www.ospel.pl/sites/all/pliki/import/image/natynk/madera/gnh-2nzp_00_d.jpg","https://www.ospel.pl/sites/all/pliki/import/image/rysunki/madera/gniazdo_pod.jpg",null,"16A/250~, IP-44, zaciski gwintowe","","",null,null,null,"BIAŁY",null,"","","","",null,null,"2025-05-08",null,"","https://www.ospel.pl/sites/all/pliki/import/image/natynk/madera/gnh-2nzp_00_d.jpg","27.33.13.0","8536 69 90"]
[2890,"GNH-3NZP/00/w","Gniazdo potrójne z uziemieniem z przesłonami torów prądowych wieczko w kolorze wyrobu",56.6,1,"szt","PLN","23%","",3,null,null,null,null,"5907577450571",null,null,"MADERA",null,null,"",null,3,null,"https://www.ospel.pl/sites/all/pliki/import/image/natynk/madera/gnh-3nz_00_w.jpg","https://www.ospel.pl/sites/all/pliki/import/image/rysunki/madera/gniazdo_potrojne.jpg",null,"16A/250~, IP-44, zaciski gwintowe","","",null,null,null,"BIAŁY",null,"0.2760 kg","70 mm","195 mm","",null,null,"2025-05-08",null,"","https://www.ospel.pl/sites/all/pliki/import/image/natynk/madera/gnh-3nz_00_w.jpg","27.33.13.0","8536 69 90"]
[2898,"ŁNH-3NS/00","Łącznik schodowy z podświetleniem pomarańczowym",24.3,1,"szt","PLN","23%","",10,null,null,null,null,"5907577450397",null,null,"MADERA",null,null,"",null,10,null,"https://www.ospel.pl/sites/all/pliki/import/image/natynk/madera/lnh-3ns_00.jpg","https://www.ospel.pl/sites/all/pliki/import/image/rysunki/madera/laczniki.jpg",null,"10AX/250~, IP-44 zaciski gwintowe","","",null,null,null,"BIAŁY",null,"0.085 kg","70 mm","65 mm","",null,null,"2025-05-08",null,"","https://www.ospel.pl/sites/all/pliki/import/image/natynk/madera/lnh-3ns_00.jpg","27.33.11.0","8536 50 07"]
[2899,"ŁNH-4N/00","Łącznik krzyżowy",30,1,"szt","PLN","23%","",10,null,null,null,null,"5907577450335",null,null,"MADERA",null,null,"",null,10,null,"https://www.ospel.pl/sites/all/pliki/import/image/natynk/madera/lnh-4n_00.jpg","https://www.ospel.pl/sites/all/pliki/import/image/rysunki/madera/laczniki.jpg",null,"10AX/250~, IP-44 zaciski gwintowe","","",null,null,null,"BIAŁY",null,"0.089 kg","70 mm","65 mm","",null,null,"2025-05-08",null,"","https://www.ospel.pl/sites/all/pliki/import/image/natynk/madera/lnh-4n_00.jpg","27.33.11.0","8536 50 07"]
[2908,"ZH-NŁ1G/00/w","Zestaw Łącznik pojedynczy + Gniazdo pojedyncze wieczko w kolorze wyrobu",33,1,"szt","PLN","23%","",5,null,null,null,null,"5907577450595",null,null,"MADERA",null,null,"",null,5,null,"https://www.ospel.pl/sites/all/pliki/import/image/natynk/madera/zh-nl1g_00_w.jpg","https://www.ospel.pl/sites/all/pliki/import/image/rysunki/madera/zestaw.jpg",null,"10AX/16A/250~, IP-44 zaciski gwintowe","","",null,null,null,"BIAŁY",null,"0.1600 kg","70 mm","130 mm","",null,null,"2025-05-08",null,"","https://www.ospel.pl/sites/all/pliki/import/image/natynk/madera/zh-nl1g_00_w.jpg","27.33.13.0","8536 49 00"]
[2921,"MG-HDMI","Moduł gniazda HDMI kątowy",40.380000000000003,1,"szt","PLN","23%","",10,null,null,null,null,"5907577460105",null,null,"MODUŁY TELEINFORMATYCZNE",null,null,"",null,10,null,"https://www.ospel.pl/sites/all/pliki/import/image/podtynk/modul_komp/hdmi.jpg","",null,"","","",null,null,null,"",null,"","","","",null,null,"2025-05-08",null,"","https://www.ospel.pl/sites/all/pliki/import/image/podtynk/modul_komp/hdmi.jpg","26.30.30.0","8517 18 00"]
[2925,"MG-RCA/W","Moduł gniazda RCA biały",18.29,1,"szt","PLN","23%","",10,null,null,null,null,"5907577494711",null,null,"MODUŁY TELEINFORMATYCZNE",null,null,"",null,10,null,"https://www.ospel.pl/sites/all/pliki/import/image/podtynk/modul_komp/mg-rca_w.jpg","",null,"","","",null,null,null,"",null,"","","","",null,null,"2025-05-08",null,"","https://www.ospel.pl/sites/all/pliki/import/image/podtynk/modul_komp/mg-rca_w.jpg","26.30.30.0","8517 18 00"]
[2934,"MGK-M5","Moduł gniazda komputerowego MOLEX RJ45 kat 5e",37.86,1,"szt","PLN","23%","",10,null,null,null,null,"5907577455415",null,null,"MODUŁY TELEINFORMATYCZNE",null,null,"",null,10,null,"https://www.ospel.pl/sites/all/pliki/import/image/podtynk/modul_komp/mgk-m5_molex.jpg","",null,"","","",null,null,null,"",null,"","","","",null,null,"2025-05-08",null,"","https://www.ospel.pl/sites/all/pliki/import/image/podtynk/modul_komp/mgk-m5_molex.jpg","26.30.30.0","8536 69 90"]
[2943,"ONH-4A5","Odgałęźnik instalacyjny",28.4,1,"szt","PLN","23%","",20,null,null,null,null,"5907577410346",null,null,"ODGAŁĘŹNIKI HERMETYCZNE",null,null,"",null,20,null,"https://www.ospel.pl/sites/all/pliki/import/image/puszki-odgalezniki/hermetyczne/onh-4a5.jpg","",null,"400V, IP-44, dławnice bezgwintowe","","",null,null,null,"",null,"","","","",null,null,"2025-05-08",null,"","https://www.ospel.pl/sites/all/pliki/import/image/puszki-odgalezniki/hermetyczne/onh-4a5.jpg","27.33.13.0","8536 90 01"]
[2950,"OS/26","Osłona ściany",3.3,1,"szt","PLN","23%","",0,null,null,null,null,"5907559802909",null,null,"OSŁONA ŚCIANY",null,null,"",null,0,null,"https://www.ospel.pl/sites/all/pliki/import/image/akcesoria/os.jpg","",null,"","","",null,null,null,"BEZBARWNY",null,"","","","",null,null,"2025-05-08",null,"","https://www.ospel.pl/sites/all/pliki/import/image/akcesoria/os.jpg","22.23.19.0","8536 90 01"]
[2960,"GK-1ZP/46","Gniazdo pojedyncze z uziemieniem z przesłonami torów prądowych",19,1,"szt","PLN","23%","",10,null,null,null,null,"5907577477301",null,null,"OSPEL45",null,null,"",null,10,null,"https://www.ospel.pl/sites/all/pliki/import/image/podtynk/ospel45/gk-1zp_46.jpg","",null,"16A/250~, IP-20, zaciski gwintowe","","",null,null,null,"BIAŁY CIEPŁY ",null,"","45 mm","45 mm","38 mm",null,null,"2025-05-08",null,"","https://www.ospel.pl/sites/all/pliki/import/image/podtynk/ospel45/gk-1zp_46.jpg","27.33.13.0","8536 69 90"]
[2961,"GK-2USB/00","Ładowarka USB",195.1,1,"szt","PLN","23%","",10,null,null,null,null,"5907577497354",null,null,"OSPEL45",null,null,"",null,10,null,"https://www.ospel.pl/sites/all/pliki/import/image/podtynk/ospel45/gk-2usb_00.jpg","",null,"2,1A/100-240V~, IP-20 zaciski gwintowe","","",null,null,null,"BIAŁY",null,"0.0470 kg","45 mm","45 mm","322 mm",null,null,"2025-05-08",null,"","https://www.ospel.pl/sites/all/pliki/import/image/podtynk/ospel45/gk-2usb_00.jpg","27.33.13.0","8536 69 90          "]
[2970,"ŁK-1/46","Łącznik jednobiegunowy",16.2,1,"szt","PLN","23%","",10,null,null,null,null,"5907577462413",null,null,"OSPEL45",null,null,"",null,10,null,"https://www.ospel.pl/sites/all/pliki/import/image/podtynk/ospel45/lk-1_46.jpg","https://www.ospel.pl/sites/all/pliki/import/image/rysunki/ospel45/lacznik.jpg",null,"10AX/250V, IP-20 zaciski gwintowe","","",null,null,null,"BIAŁY CIEPŁY ",null,"0.021 kg","45 mm","22.5 mm","47 mm",null,null,"2025-05-08",null,"","https://www.ospel.pl/sites/all/pliki/import/image/podtynk/ospel45/lk-1_46.jpg","27.33.11.0","8536 50 07"]
[2982,"GSS-4-16/22/30","Gniazdo siłowe stałe 16A 3P + uziemienie",28.3,1,"szt","PLN","23%","",2,null,null,null,null,"5906729024677",null,null,"OSPRZĘT SIŁOWY",null,null,"",null,2,null,"https://www.ospel.pl/sites/all/pliki/import/image/silowka/gss_4_16","",null,"16A-6h/380-415V~, IP44","","",null,null,null,"CZERWONY",null,"0,2948 kg","113 mm","86 mm","",null,null,"2025-05-08",null,"","https://www.ospel.pl/sites/all/pliki/import/image/silowka/gss_4_16","27.33.13.0",""]
[2987,"GSW-4-32/22","Gniazdo siłowe do wbudowania 32A 3P + uziemienie",32,1,"szt","PLN","23%","",2,null,null,null,null,"5906729024721",null,null,"OSPRZĘT SIŁOWY",null,null,"",null,2,null,"https://www.ospel.pl/sites/all/pliki/import/image/silowka/gsw_4_32","",null,"32A-6h/380-415V~, IP44","","",null,null,null,"CZERWONY",null,"0,1838 kg","103 mm","86 mm","17 mm",null,null,"2025-05-08",null,"","https://www.ospel.pl/sites/all/pliki/import/image/silowka/gsw_4_32","27.33.13.0",""]
[2996,"ŁW-3P/00","Łącznik schodowy",15.4,1,"szt","PLN","23%","",20,null,null,null,null,"5907577408268",null,null,"PI",null,null,"",null,20,null,"https://www.ospel.pl/sites/all/pliki/import/image/natynk/pi/lw-3p.jpg","",null,"6A/250~, IP-20, zaciski gwintowe","","",null,null,null,"BIAŁY",null,"0.026 kg","71.5 mm","64 mm","",null,null,"2025-05-08",null,"https://www.ospel.pl/sites/all/pliki/import/image/schematy/laczniki_schodowe_wspolpraca.jpg","https://www.ospel.pl/sites/all/pliki/import/image/natynk/pi/lw-3p.jpg","27.33.11.0","8536 50 07"]
[3005,"PP-F1X60GŁ-P-K","Puszka instalacyjna końcowa z kieszenią pojedyncza z wkrętami głęboka 1 x O60",9,1,"szt","PLN","23%","",10,null,null,null,null,"5906729034959",null,null,"PUSZKI PODTYNKOWE",null,null,"",null,10,null,"https://www.ospel.pl/sites/all/pliki/import/image/puszki-odgalezniki/podtynkowe/pp-f1x60gl_p_k.jpg","",null,"650°C, IP20, Polipropylen","","",null,null,null,"POMARAŃCZOWY",null,"","","","",null,null,"2025-05-08",null,"","https://www.ospel.pl/sites/all/pliki/import/image/puszki-odgalezniki/podtynkowe/pp-f1x60gl_p_k.jpg","27.33.13.0","8536 90 01"]
[3013,"RKI-16A/50","Rura karbowana instalacyjna 320N średnica zewnętrzna 16mm",1.34,1,"mb","PLN","23%","",50,null,null,null,null,"5907577473310",null,null,"RURY ELEKTROINSTALACYJNE I KARBOWANE",null,null,"",null,50,null,"https://www.ospel.pl/sites/all/pliki/import/image/akcesoria/rki-11.jpg","",null,"16mm/11,2mm; 320N; -5°C/+60°","","",null,null,null,"SZARY",null,"2.56 kg","","","",null,null,"2025-05-08",null,"","https://www.ospel.pl/sites/all/pliki/import/image/akcesoria/rki-11.jpg","22.21.21.0","3917 23 90"]
[3022,"RKI-20AP/25","Rura karbowana instalacyjna 320N z pilotem, średnica zewnętrzna 20mm",1.7,1,"mb","PLN","23%","",25,null,null,null,null,"5907577476960",null,null,"RURY ELEKTROINSTALACYJNE I KARBOWANE",null,null,"",null,25,null,"https://www.ospel.pl/sites/all/pliki/import/image/akcesoria/rki-11.jpg","",null,"20mm/15,2mm; 320N; -5°C/+60°","","",null,null,null,"SZARY",null,"1.64 kg","","","",null,null,"2025-05-08",null,"","https://www.ospel.pl/sites/all/pliki/import/image/akcesoria/rki-11.jpg","22.21.21.0","3917 23 90"]
[3023,"RKI-20AP/50","Rura karbowana instalacyjna 320N z pilotem, średnica zewnętrzna 20mm",1.7,1,"mb","PLN","23%","",50,null,null,null,null,"5907577476977",null,null,"RURY ELEKTROINSTALACYJNE I KARBOWANE",null,null,"",null,50,null,"https://www.ospel.pl/sites/all/pliki/import/image/akcesoria/rki-11.jpg","",null,"20mm/15,2mm; 320N; -5°C/+60°","","",null,null,null,"SZARY",null,"3.25 kg","","","",null,null,"2025-05-08",null,"","https://www.ospel.pl/sites/all/pliki/import/image/akcesoria/rki-11.jpg","22.21.21.0","3917 23 90"]
[3034,"RKI-25BP/25","Rura karbowana instalacyjna 750N z pilotem, średnica zewnętrzna 25mm",2.7,1,"mb","PLN","23%","",25,null,null,null,null,"5907577477059",null,null,"RURY ELEKTROINSTALACYJNE I KARBOWANE",null,null,"",null,25,null,"https://www.ospel.pl/sites/all/pliki/import/image/akcesoria/rki-11.jpg","",null,"25mm/18mm; 750N; -5°C/+60°","","",null,null,null,"SZARY",null,"2.49 kg","","","",null,null,"2025-05-08",null,"","https://www.ospel.pl/sites/all/pliki/import/image/akcesoria/rki-11.jpg","22.21.21.0","3917 23 90"]
[3040,"RKI-32BP/50","Rura karbowana instalacyjna 750N z pilotem średnica zewnętrzna 32mm",4.57,1,"mb","PLN","23%","",50,null,null,null,null,"5907577486600",null,null,"RURY ELEKTROINSTALACYJNE I KARBOWANE",null,null,"",null,50,null,"https://www.ospel.pl/sites/all/pliki/import/image/akcesoria/rki-11.jpg","",null,"32mm/24mm; 750N; -5°C/+60°","","",null,null,null,"SZARY",null,"","","","",null,null,"2025-05-08",null,"","https://www.ospel.pl/sites/all/pliki/import/image/akcesoria/rki-11.jpg","22.21.21.0","3917 23 90"]
[3049,"GG-1R/m/00","Gniazdo głośnikowe pojedyncze",38.299999999999997,1,"szt","PLN","23%","",10,null,null,null,null,"5907577444495",null,null,"SONATA",null,null,"",null,10,null,"https://www.ospel.pl/sites/all/pliki/import/image/podtynk/sonata/bialy/gg-1r_m_00.jpg","https://www.ospel.pl/sites/all/pliki/import/image/rysunki/sonata/gniazda_glosnikowe.jpg",null,"Przyłączalność przewodów 0,75mm2","","",null,null,null,"BIAŁY",null,"0.048 kg","71 mm","71 mm","20 mm",null,null,"2025-05-08",null,"","https://www.ospel.pl/sites/all/pliki/import/image/podtynk/sonata/bialy/gg-1r_m_00.jpg","26.40.52.0","8517 18 00"]
[3058,"GG-2R/m/27","Gniazdo głośnikowe podwójne",50.5,1,"szt","PLN","23%","",10,null,null,null,null,"5907577445041",null,null,"SONATA",null,null,"",null,10,null,"https://www.ospel.pl/sites/all/pliki/import/image/podtynk/sonata/ecru/gg-2r_m_27.jpg","https://www.ospel.pl/sites/all/pliki/import/image/rysunki/sonata/gniazda_glosnikowe_podwojne.jpg",null,"Przyłączalność przewodów 0,75mm2","","",null,null,null,"ECRU",null,"0.0525 kg","71 mm","71 mm","20 mm",null,null,"2025-05-08",null,"","https://www.ospel.pl/sites/all/pliki/import/image/podtynk/sonata/ecru/gg-2r_m_27.jpg","26.40.52.0","8517 18 00"]
[3066,"GGN-1R/m/27","Gniazdo głośnikowe pojedyncze",48.3,1,"szt","PLN","23%","",10,null,null,null,null,"5907577477646",null,null,"SONATA",null,null,"",null,10,null,"https://www.ospel.pl/sites/all/pliki/import/image/podtynk/sonata/ecru/ggn-1r_m_27.jpg","https://www.ospel.pl/sites/all/pliki/import/image/rysunki/sonata/gniazda_glosnikowe.jpg",null,"Przyłączalność przewodów 6mm2","","",null,null,null,"ECRU",null,"0.055 kg","71 mm","71 mm","22 mm",null,null,"2025-05-08",null,"","https://www.ospel.pl/sites/all/pliki/import/image/podtynk/sonata/ecru/ggn-1r_m_27.jpg","26.40.52.0","8517 18 00"]
[3075,"GP-1R/m/33","Gniazdo pojedyncze",28,1,"szt","PLN","23%","",4,null,null,null,null,"5907577446239",null,null,"SONATA",null,null,"",null,4,null,"https://www.ospel.pl/sites/all/pliki/import/image/podtynk/sonata/czarny/gp-1r_m_33.jpg","https://www.ospel.pl/sites/all/pliki/import/image/rysunki/sonata/gniazda_pojedyncze_bk.jpg",null,"16A/250~, IP-20, zaciski gwintowe","","",null,null,null,"CZARNY METALIK",null,"0.0665 kg","71 mm","71 mm","24 mm",null,null,"2025-05-08",null,"","https://www.ospel.pl/sites/all/pliki/import/image/podtynk/sonata/czarny/gp-1r_m_33.jpg","27.33.13.0","8536 69 90"]
[3084,"GP-1RP/m/38","Gniazdo pojedyncze z przesłonami torów prądowych",28.8,1,"szt","PLN","23%","",4,null,null,null,null,"5907577447298",null,null,"SONATA",null,null,"",null,4,null,"https://www.ospel.pl/sites/all/pliki/import/image/podtynk/sonata/srebro_mat/gp-1rp_m_38.jpg","https://www.ospel.pl/sites/all/pliki/import/image/rysunki/sonata/gniazda_pojedyncze_bk.jpg",null,"16A/250~, IP-20, zaciski gwintowe","","",null,null,null,"SREBRO MAT",null,"0.0665 kg","71 mm","71 mm","24 mm",null,null,"2025-05-08",null,"","https://www.ospel.pl/sites/all/pliki/import/image/podtynk/sonata/srebro_mat/gp-1rp_m_38.jpg","27.33.13.0","8536 69 90"]
[3089,"GP-1RS/m/00","Gniazdo pojedyncze z uziemieniem schuko",23.9,1,"szt","PLN","23%","",10,null,null,null,null,"5907577445386",null,null,"SONATA",null,null,"",null,10,null,"https://www.ospel.pl/sites/all/pliki/import/image/podtynk/sonata/bialy/gp-1rs_m_00.jpg","https://www.ospel.pl/sites/all/pliki/import/image/rysunki/sonata/gniazda_pojedyncze_schucko.jpg",null,"16A/250~, IP-20, zaciski gwintowe","","",null,null,null,"BIAŁY",null,"0.0735 kg","71 mm","71 mm","27 mm",null,null,"2025-05-08",null,"","https://www.ospel.pl/sites/all/pliki/import/image/podtynk/sonata/bialy/gp-1rs_m_00.jpg","27.33.13.0","8536 69 90"]
[3093,"GP-1RS/m/39","Gniazdo pojedyncze z uziemieniem schuko",33.9,1,"szt","PLN","23%","",4,null,null,null,null,"5907577449407",null,null,"SONATA",null,null,"",null,4,null,"https://www.ospel.pl/sites/all/pliki/import/image/podtynk/sonata/szampan_zloty/gp-1rs_m_39.jpg","https://www.ospel.pl/sites/all/pliki/import/image/rysunki/sonata/gniazda_pojedyncze_schucko.jpg",null,"16A/250~, IP-20, zaciski gwintowe","","",null,null,null,"SZAMPAŃSKI ZŁOTY",null,"0.0735 kg","71 mm","71 mm","27 mm",null,null,"2025-05-08",null,"","https://www.ospel.pl/sites/all/pliki/import/image/podtynk/sonata/szampan_zloty/gp-1rs_m_39.jpg","27.33.13.0","8536 69 90"]
[3102,"GP-1RSP/m/40","Gniazdo pojedyncze z uziemieniem schuko z przesłonami torów prądowych",34.5,1,"szt","PLN","23%","",4,null,null,null,null,"5907577449599",null,null,"SONATA",null,null,"",null,4,null,"https://www.ospel.pl/sites/all/pliki/import/image/podtynk/sonata/czek_metalik/gp-1rsp_m_40.jpg","https://www.ospel.pl/sites/all/pliki/import/image/rysunki/sonata/gniazda_pojedyncze_schucko.jpg",null,"16A/250~, IP-20, zaciski gwintowe","","",null,null,null,"CZEKOLADOWY METALIK",null,"0.074 kg","71 mm","71 mm","27 mm",null,null,"2025-05-08",null,"","https://www.ospel.pl/sites/all/pliki/import/image/podtynk/sonata/czek_metalik/gp-1rsp_m_40.jpg","27.33.13.0","8536 69 90"]
[3111,"GP-1RSPUSB/m/75","Gniazdo pojedyncze z uziemieniem schuko z przesłonami torów prądowych, z ładowarką USB",130.4,1,"szt","PLN","23%","",5,null,null,null,null,"5906729016498",null,null,"SONATA",null,null,"",null,5,null,"https://www.ospel.pl/sites/all/pliki/import/image/podtynk/sonata/bialy/gp-1rspusb_m_00.jpg","https://www.ospel.pl/sites/all/pliki/import/image/rysunki/sonata/gniazda_pojedyncze_schucko.jpg",null,"16A/230~,USB 5V/2,1A, IP-20, zac.bezgw.","","",null,null,null,"BIAŁY MAT",null,"0,1035 kg","73 mm","73 mm","35 mm",null,null,"2025-05-08",null,"","https://www.ospel.pl/sites/all/pliki/import/image/podtynk/sonata/bialy/gp-1rspusb_m_00.jpg","27.33.13.0","8536 69 90"]
[3118,"GP-1RSPUSBAC/m/40","Gniazdo pojedyncze z uziemieniem schuko z przesłonami torów prądowych, z ładowarką USB A+C",176,1,"szt","PLN","23%","",5,null,null,null,null,"5906729025872",null,null,"SONATA",null,null,"",null,5,null,"https://www.ospel.pl/sites/all/pliki/import/image/podtynk/sonata/czek_metalik/gp-1rspusbac_m_40.jpg","https://www.ospel.pl/sites/all/pliki/import/image/rysunki/sonata/gniazda_pojedyncze_schucko.jpg",null,"16A/230~, IP-20, zac.bezgw.","","",null,null,null,"CZEKOLADOWY METALIK",null,"","73 mm","73 mm","33 mm",null,null,"2025-05-08",null,"","https://www.ospel.pl/sites/all/pliki/import/image/podtynk/sonata/czek_metalik/gp-1rspusbac_m_40.jpg","27.33.13.0","8536 69 90"]
[3128,"GP-1RZ/m/82","Gniazdo pojedyncze z uziemieniem",31,1,"szt","PLN","23%","",4,null,null,null,null,"5906729029672",null,null,"SONATA",null,null,"",null,4,null,"https://www.ospel.pl/sites/all/pliki/import/image/podtynk/sonata/kaszmir/gp-1rz_m_82.jpg","https://www.ospel.pl/sites/all/pliki/import/image/rysunki/sonata/gniazda_pojedyncze_ip20.jpg",null,"16A/250~, IP-20, zaciski gwintowe","","",null,null,null,"KASZMIR",null,"0.0745 kg","71 mm","71 mm","24 mm",null,null,"2025-05-08",null,"","https://www.ospel.pl/sites/all/pliki/import/image/podtynk/sonata/kaszmir/gp-1rz_m_82.jpg","27.33.13.0","8536 69 90"]
[3137,"GP-1RZP/m/40","Gniazdo pojedyncze z uziemieniem z przesłonami torów prądowych",33.1,1,"szt","PLN","23%","",4,null,null,null,null,"5907577448677",null,null,"SONATA",null,null,"",null,4,null,"https://www.ospel.pl/sites/all/pliki/import/image/podtynk/sonata/czek_metalik/gp-1rzp_m_40.jpg","https://www.ospel.pl/sites/all/pliki/import/image/rysunki/sonata/gniazda_pojedyncze_ip20.jpg",null,"16A/250~, IP-20, zaciski gwintowe","","",null,null,null,"CZEKOLADOWY METALIK",null,"0.0745 kg","71 mm","71 mm","24 mm",null,null,"2025-05-08",null,"","https://www.ospel.pl/sites/all/pliki/import/image/podtynk/sonata/czek_metalik/gp-1rzp_m_40.jpg","27.33.13.0","8536 69 90"]
[3146,"GP-1RZPUSB/m/75","Gniazdo pojedyncze z uziemieniem z przesłonami torów prądowych, z ładowarką USB",127,1,"szt","PLN","23%","",5,null,null,null,null,"5906729024493",null,null,"SONATA",null,null,"",null,5,null,"https://www.ospel.pl/sites/all/pliki/import/image/podtynk/sonata/bialy/gp-1rzpusb_m_00.jpg","https://www.ospel.pl/sites/all/pliki/import/image/rysunki/sonata/gniazda_pojedyncze_ip20.jpg",null,"16A/230~,USB 5V/2,1A, IP-20, zac.bezgw.","","",null,null,null,"BIAŁY MAT",null,"0,1040 kg","73 mm","73 mm","35 mm",null,null,"2025-05-08",null,"","https://www.ospel.pl/sites/all/pliki/import/image/podtynk/sonata/bialy/gp-1rzpusb_m_00.jpg","27.33.13.0","8536 69 90"]
[3147,"GP-1RZPUSB/m/82","Gniazdo pojedyncze z uziemieniem z przesłonami torów prądowych, z ładowarką USB",127,1,"szt","PLN","23%","",5,null,null,null,null,"5906729030470",null,null,"SONATA",null,null,"",null,5,null,"https://www.ospel.pl/sites/all/pliki/import/image/podtynk/sonata/kaszmir/gp-1rzpusb_m_82.jpg","https://www.ospel.pl/sites/all/pliki/import/image/rysunki/sonata/gniazda_pojedyncze_ip20.jpg",null,"16A/230~,USB 5V/2,1A, IP-20, zac.bezgw.","","",null,null,null,"KASZMIR",null,"0.104 kg","73 mm","73 mm","35 mm",null,null,"2025-05-08",null,"","https://www.ospel.pl/sites/all/pliki/import/image/podtynk/sonata/kaszmir/gp-1rzpusb_m_82.jpg","27.33.13.0","8536 69 90"]
[3155,"GP-1RZPUSBAC/m/82","Gniazdo pojedyncze z uziemieniem z przesłonami torów prądowych, z ładowarką USB A+C",169.1,1,"szt","PLN","23%","",5,null,null,null,null,"5906729030494",null,null,"SONATA",null,null,"",null,5,null,"https://www.ospel.pl/sites/all/pliki/import/image/podtynk/sonata/kaszmir/gp-1rzpusbac_m_82.jpg","https://www.ospel.pl/sites/all/pliki/import/image/rysunki/sonata/gniazda_pojedyncze_ip20.jpg",null,"16A/230~, IP-20, zac.bezgw.","","",null,null,null,"KASZMIR",null,"","73 mm","73 mm","31 mm",null,null,"2025-05-08",null,"","https://www.ospel.pl/sites/all/pliki/import/image/podtynk/sonata/kaszmir/gp-1rzpusbac_m_82.jpg","27.33.13.0","8536 69 90"]
[3164,"GP-2RC/00","Gniazdo podwójne z uziemieniem z funkcją niezamienności faz, kompletne z ramką",28.8,1,"szt","PLN","23%","",5,null,null,null,null,"5907577445225",null,null,"SONATA",null,null,"",null,5,null,"https://www.ospel.pl/sites/all/pliki/import/image/podtynk/sonata/bialy/gp-2rc_00.jpg","https://www.ospel.pl/sites/all/pliki/import/image/rysunki/sonata/gniazda_podwojne_nf.jpg",null,"16A/250~, IP-20, zaciski gwintowe","","",null,null,null,"BIAŁY",null,"0.0945 kg","90 mm","84 mm","23 mm",null,null,"2025-05-08",null,"","https://www.ospel.pl/sites/all/pliki/import/image/podtynk/sonata/bialy/gp-2rc_00.jpg","27.33.13.0","8536 69 90"]
[3170,"GP-2RC/75","Gniazdo podwójne z uziemieniem z funkcją niezamienności faz, kompletne z ramką",37.4,1,"szt","PLN","23%","",5,null,null,null,null,"5906729024066",null,null,"SONATA",null,null,"",null,5,null,"https://www.ospel.pl/sites/all/pliki/import/image/podtynk/sonata/bialy/gp-2rc_00.jpg","https://www.ospel.pl/sites/all/pliki/import/image/rysunki/sonata/gniazda_podwojne_nf.jpg",null,"16A/250~, IP-20, zaciski gwintowe","","",null,null,null,"BIAŁY MAT",null,"0,0945 kg","90 mm","84 mm","23 mm",null,null,"2025-05-08",null,"","https://www.ospel.pl/sites/all/pliki/import/image/podtynk/sonata/bialy/gp-2rc_00.jpg","27.33.13.0","8536 69 90"]
[3181,"GP-2RR/m/27","Gniazdo podwójne moduł bez ramki",22,1,"szt","PLN","23%","",10,null,null,null,null,"5907577444860",null,null,"SONATA",null,null,"",null,10,null,"https://www.ospel.pl/sites/all/pliki/import/image/podtynk/sonata/ecru/gp-2rr_m_27.jpg","https://www.ospel.pl/sites/all/pliki/import/image/rysunki/impresja/gniazda_ramka.jpg",null,"16A/250~, IP-20, zaciski gwintowe","","",null,null,null,"ECRU",null,"0.071 kg","71 mm","71 mm","22 mm",null,null,"2025-05-08",null,"","https://www.ospel.pl/sites/all/pliki/import/image/podtynk/sonata/ecru/gp-2rr_m_27.jpg","27.33.13.0","8536 69 90"]
[3190,"GP-2RRAZ/m/33","Gniazdo podwójne z uziemieniem moduł bez ramki (do ramek 4mm)",32.9,1,"szt","PLN","23%","",4,null,null,null,null,"5906729029214",null,null,"SONATA",null,null,"",null,4,null,"https://www.ospel.pl/sites/all/pliki/import/image/podtynk/sonata/czarny/gp-2rrz_m_33.jpg","",null,"16A/250~, IP-20, do ramek Prestige 4mm","","",null,null,null,"CZARNY METALIK",null,"","","","",null,null,"2025-05-08",null,"","https://www.ospel.pl/sites/all/pliki/import/image/podtynk/sonata/czarny/gp-2rrz_m_33.jpg","27.33.13.0","8536 69 90"]
[3199,"GP-2RRAZP/m/38","Gniazdo podwójne z uziemieniem z przesłonami torów prądowych, moduł bez ramki (do ramek 4mm)",34.1,1,"szt","PLN","23%","",4,null,null,null,null,"5906729029313",null,null,"SONATA",null,null,"",null,4,null,"https://www.ospel.pl/sites/all/pliki/import/image/podtynk/sonata/srebro_mat/gp-2rrzp_m_38.jpg","",null,"16A/250~, IP-20, do ramek Prestige 4mm","","",null,null,null,"SREBRO MAT",null,"","","","",null,null,"2025-05-08",null,"","https://www.ospel.pl/sites/all/pliki/import/image/podtynk/sonata/srebro_mat/gp-2rrzp_m_38.jpg","27.33.13.0","8536 69 90"]
[3202,"GP-2RRAZP/m/75","Gniazdo podwójne z uziemieniem z przesłonami torów prądowych, moduł bez ramki (do ramek 4mm)",33.799999999999997,1,"szt","PLN","23%","",4,null,null,null,null,"5906729029368",null,null,"SONATA",null,null,"",null,4,null,"https://www.ospel.pl/sites/all/pliki/import/image/podtynk/sonata/bialy/gp-2rrzp_m_00.jpg","",null,"16A/250~, IP-20, do ramek Prestige 4mm","","",null,null,null,"BIAŁY MAT",null,"0,073 kg","71 mm","71 mm","22 mm",null,null,"2025-05-08",null,"","https://www.ospel.pl/sites/all/pliki/import/image/podtynk/sonata/bialy/gp-2rrzp_m_00.jpg","27.33.13.0","8536 69 90"]
[3208,"GP-2RRP/m/39","Gniazdo podwójne z przesłonami torów prądowych, moduł bez ramki",30,1,"szt","PLN","23%","",4,null,null,null,null,"5907577448080",null,null,"SONATA",null,null,"",null,4,null,"https://www.ospel.pl/sites/all/pliki/import/image/podtynk/sonata/szampan_zloty/gp-2rrp_m_39.jpg","https://www.ospel.pl/sites/all/pliki/import/image/rysunki/impresja/gniazda_ramka.jpg",null,"16A/250~, IP-20, zaciski gwintowe","","",null,null,null,"SZAMPAŃSKI ZŁOTY",null,"0.072 kg","71 mm","71 mm","22 mm",null,null,"2025-05-08",null,"","https://www.ospel.pl/sites/all/pliki/import/image/podtynk/sonata/szampan_zloty/gp-2rrp_m_39.jpg","27.33.13.0","8536 69 90"]
[3217,"GP-2RRZ/m/40","Gniazdo podwójne z uziemieniem moduł bez ramki",32.9,1,"szt","PLN","23%","",4,null,null,null,null,"5907577448776",null,null,"SONATA",null,null,"",null,4,null,"https://www.ospel.pl/sites/all/pliki/import/image/podtynk/sonata/czek_metalik/gp-2rrz_m_40.jpg","https://www.ospel.pl/sites/all/pliki/import/image/rysunki/impresja/gniazda_ramka_uz.jpg",null,"16A/250~, IP-20, zaciski gwintowe","","",null,null,null,"CZEKOLADOWY METALIK",null,"0.083 kg","71 mm","71 mm","22 mm",null,null,"2025-05-08",null,"","https://www.ospel.pl/sites/all/pliki/import/image/podtynk/sonata/czek_metalik/gp-2rrz_m_40.jpg","27.33.13.0","8536 69 90"]
[3226,"GP-2RRZP/m/75","Gniazdo podwójne z uziemieniem z przesłonami torów prądowych, moduł bez ramki",33.799999999999997,1,"szt","PLN","23%","",4,null,null,null,null,"5906729022529",null,null,"SONATA",null,null,"",null,4,null,"https://www.ospel.pl/sites/all/pliki/import/image/podtynk/sonata/bialy/gp-2rrzp_m_00.jpg","https://www.ospel.pl/sites/all/pliki/import/image/rysunki/impresja/gniazda_ramka_uz.jpg",null,"16A/250~, IP-20, zaciski gwintowe","","",null,null,null,"BIAŁY MAT",null,"0,084 kg","71 mm","71 mm","22 mm",null,null,"2025-05-08",null,"","https://www.ospel.pl/sites/all/pliki/import/image/podtynk/sonata/bialy/gp-2rrzp_m_00.jpg","27.33.13.0","8536 69 90"]
[3238,"GP-2RSP/33","Gniazdo podwójne z uziemieniem schuko z przesłonami torów prądowych, kompletne z ramką",39.9,1,"szt","PLN","23%","",5,null,null,null,null,"5907577446826",null,null,"SONATA",null,null,"",null,5,null,"https://www.ospel.pl/sites/all/pliki/import/image/podtynk/sonata/czarny/gp-2rsp_33.jpg","https://www.ospel.pl/sites/all/pliki/import/image/rysunki/sonata/gniazda_podwojne_schucko.jpg",null,"16A/250~, IP-20, zaciski gwintowe","","",null,null,null,"CZARNY METALIK",null,"0.095 kg","90 mm","84 mm","23 mm",null,null,"2025-05-08",null,"","https://www.ospel.pl/sites/all/pliki/import/image/podtynk/sonata/czarny/gp-2rsp_33.jpg","27.33.13.0","8536 69 90"]
[3243,"GP-2RSP/82","Gniazdo podwójne z uziemieniem schuko z przesłonami torów prądowych, kompletne z ramką",39.5,1,"szt","PLN","23%","",5,null,null,null,null,"5906729029856",null,null,"SONATA",null,null,"",null,5,null,"https://www.ospel.pl/sites/all/pliki/import/image/podtynk/sonata/kaszmir/gp-2rsp_82.jpg","https://www.ospel.pl/sites/all/pliki/import/image/rysunki/sonata/gniazda_podwojne_schucko.jpg",null,"16A/250~, IP-20, zaciski gwintowe","","",null,null,null,"KASZMIR",null,"0.095 kg","90 mm","84 mm","23 mm",null,null,"2025-05-08",null,"","https://www.ospel.pl/sites/all/pliki/import/image/podtynk/sonata/kaszmir/gp-2rsp_82.jpg","27.33.13.0","8536 69 90"]
[3252,"GP-2RZP/00","Gniazdo podwójne z uziemieniem z przesłonami torów prądowych, kompletne z ramką",30.3,1,"szt","PLN","23%","",10,null,null,null,null,"5907577445461",null,null,"SONATA",null,null,"",null,10,null,"https://www.ospel.pl/sites/all/pliki/import/image/podtynk/sonata/bialy/gp-2rzp_00.jpg","https://www.ospel.pl/sites/all/pliki/import/image/rysunki/sonata/gniazda_podwojne.jpg",null,"16A/250~, IP-20, zaciski gwintowe","","",null,null,null,"BIAŁY",null,"0.101 kg","90 mm","84 mm","27 mm",null,null,"2025-05-08",null,"","https://www.ospel.pl/sites/all/pliki/import/image/podtynk/sonata/bialy/gp-2rzp_00.jpg","27.33.13.0","8536 69 90"]
[3261,"GP-3R/m/27","Gniazdo potrójne EURO",22,1,"szt","PLN","23%","",10,null,null,null,null,"5907577444884",null,null,"SONATA",null,null,"",null,10,null,"https://www.ospel.pl/sites/all/pliki/import/image/podtynk/sonata/ecru/gp-3r_m_27.jpg","https://www.ospel.pl/sites/all/pliki/import/image/rysunki/sonata/gniazda_potrojne.jpg",null,"2,5A/250~, IP-20, zaciski gwintowe","","",null,null,null,"ECRU",null,"0.066 kg","71 mm","71 mm","27 mm",null,null,"2025-05-08",null,"","https://www.ospel.pl/sites/all/pliki/import/image/podtynk/sonata/ecru/gp-3r_m_27.jpg","27.33.13.0","8536 69 90"]
[3269,"GP-3RP/m/27","Gniazdo potrójne EURO z przesłonami torów prądowych",24.3,1,"szt","PLN","23%","",10,null,null,null,null,"5907577479176",null,null,"SONATA",null,null,"",null,10,null,"https://www.ospel.pl/sites/all/pliki/import/image/podtynk/sonata/ecru/gp-3rp_m_27.jpg","https://www.ospel.pl/sites/all/pliki/import/image/rysunki/sonata/gniazda_potrojne.jpg",null,"2,5A/250~, IP-20, zaciski gwintowe","","",null,null,null,"ECRU",null,"0.07 kg","71 mm","71 mm","27 mm",null,null,"2025-05-08",null,"","https://www.ospel.pl/sites/all/pliki/import/image/podtynk/sonata/ecru/gp-3rp_m_27.jpg","27.33.13.0","8536 69 90"]
[3270,"GP-3RP/m/33","Gniazdo potrójne EURO z przesłonami torów prądowych",32.200000000000003,1,"szt","PLN","23%","",4,null,null,null,null,"5907577479183",null,null,"SONATA",null,null,"",null,4,null,"https://www.ospel.pl/sites/all/pliki/import/image/podtynk/sonata/czarny/gp-3rp_m_33.jpg","https://www.ospel.pl/sites/all/pliki/import/image/rysunki/sonata/gniazda_potrojne.jpg",null,"2,5A/250~, IP-20, zaciski gwintowe","","",null,null,null,"CZARNY METALIK",null,"0.07 kg","71 mm","71 mm","27 mm",null,null,"2025-05-08",null,"","https://www.ospel.pl/sites/all/pliki/import/image/podtynk/sonata/czarny/gp-3rp_m_33.jpg","27.33.13.0","8536 69 90"]
[3279,"GPA-10RP/m/38","Gniazdo RTV przelotowe 10-dB",73.8,1,"szt","PLN","23%","",4,null,null,null,null,"5907577447441",null,null,"SONATA",null,null,"",null,4,null,"https://www.ospel.pl/sites/all/pliki/import/image/podtynk/sonata/srebro_mat/gpa-10rp_m_38.jpg","https://www.ospel.pl/sites/all/pliki/import/image/rysunki/sonata/gniazda_rtv_sat_1.jpg",null,"Współczynnik tłumienia 10dB","","",null,null,null,"SREBRO MAT",null,"0.101 kg","71 mm","71 mm","24 mm",null,null,"2025-05-08",null,"","https://www.ospel.pl/sites/all/pliki/import/image/podtynk/sonata/srebro_mat/gpa-10rp_m_38.jpg","26.40.52.0","8517 18 00"]
[3286,"GPA-10RPZ/m/33","Gniazdo RTV zakończeniowe",73.8,1,"szt","PLN","23%","",4,null,null,null,null,"5907577446444",null,null,"SONATA",null,null,"",null,4,null,"https://www.ospel.pl/sites/all/pliki/import/image/podtynk/sonata/czarny/gpa-rk_m_33.jpg","https://www.ospel.pl/sites/all/pliki/import/image/rysunki/sonata/gniazda_rtv_sat_1.jpg",null,"Współczynnik tłumienia 10dB","","",null,null,null,"CZARNY METALIK",null,"0.101 kg","71 mm","71 mm","24 mm",null,null,"2025-05-08",null,"","https://www.ospel.pl/sites/all/pliki/import/image/podtynk/sonata/czarny/gpa-rk_m_33.jpg","26.40.52.0","8517 18 00"]
[3296,"GPA-14RP/m/39","Gniazdo RTV przelotowe 14-dB",73.8,1,"szt","PLN","23%","",4,null,null,null,null,"5907577448134",null,null,"SONATA",null,null,"",null,4,null,"https://www.ospel.pl/sites/all/pliki/import/image/podtynk/sonata/szampan_zloty/gpa-10rp_m_39.jpg","https://www.ospel.pl/sites/all/pliki/import/image/rysunki/sonata/gniazda_rtv_sat_1.jpg",null,"Współczynnik tłumienia 14dB","","",null,null,null,"SZAMPAŃSKI ZŁOTY",null,"0.101 kg","71 mm","71 mm","24 mm",null,null,"2025-05-08",null,"","https://www.ospel.pl/sites/all/pliki/import/image/podtynk/sonata/szampan_zloty/gpa-10rp_m_39.jpg","26.40.52.0","8517 18 00"]
[3305,"GPA-16RP/m/40","Gniazdo RTV przelotowe 16-dB",73.8,1,"szt","PLN","23%","",4,null,null,null,null,"5907577448820",null,null,"SONATA",null,null,"",null,4,null,"https://www.ospel.pl/sites/all/pliki/import/image/podtynk/sonata/czek_metalik/gpa-10rp_m_40.jpg","https://www.ospel.pl/sites/all/pliki/import/image/rysunki/sonata/gniazda_rtv_sat_1.jpg",null,"Współczynnik tłumienia 16dB","","",null,null,null,"CZEKOLADOWY METALIK",null,"0.101 kg","71 mm","71 mm","24 mm",null,null,"2025-05-08",null,"","https://www.ospel.pl/sites/all/pliki/import/image/podtynk/sonata/czek_metalik/gpa-10rp_m_40.jpg","26.40.52.0","8517 18 00"]
[3313,"GPA-1RF/m/40","Gniazdo antenowe typu F pojedyncze",32.799999999999997,1,"szt","PLN","23%","",4,null,null,null,null,"5907577458744",null,null,"SONATA",null,null,"",null,4,null,"https://www.ospel.pl/sites/all/pliki/import/image/podtynk/sonata/czek_metalik/gpa-1rf_m_40.jpg","https://www.ospel.pl/sites/all/pliki/import/image/rysunki/sonata/gniazda_antenowe_f.jpg",null,"Złącze typu F","","",null,null,null,"CZEKOLADOWY METALIK",null,"0.062 kg","71 mm","71 mm","24 mm",null,null,"2025-05-08",null,"","https://www.ospel.pl/sites/all/pliki/import/image/podtynk/sonata/czek_metalik/gpa-1rf_m_40.jpg","26.40.52.0","8517 18 00"]
[3322,"GPA-2RF/m/75","Gniazdo antenowe typu F podwójne",38.700000000000003,1,"szt","PLN","23%","",4,null,null,null,null,"5906729024165",null,null,"SONATA",null,null,"",null,4,null,"https://www.ospel.pl/sites/all/pliki/import/image/podtynk/sonata/bialy/gpa-2rf_m_00.jpg","https://www.ospel.pl/sites/all/pliki/import/image/rysunki/sonata/gniazda_antenowe_f.jpg",null,"Złącze typu F","","",null,null,null,"BIAŁY MAT",null,"0,072 kg","71 mm","71 mm","24 mm",null,null,"2025-05-08",null,"","https://www.ospel.pl/sites/all/pliki/import/image/podtynk/sonata/bialy/gpa-2rf_m_00.jpg","26.40.52.0","8517 18 00"]
[3331,"GPA-R2S/m/82","Gniazdo RTV-SAT z dwoma wyjściami SAT",119.7,1,"szt","PLN","23%","",4,null,null,null,null,"5906729029962",null,null,"SONATA",null,null,"",null,4,null,"https://www.ospel.pl/sites/all/pliki/import/image/podtynk/sonata/kaszmir/gpa-r2s_m_82.jpg","https://www.ospel.pl/sites/all/pliki/import/image/rysunki/sonata/gniazda_rtv_sat_2.jpg",null,"Współczynnik tłumienia 1,5dB","","",null,null,null,"KASZMIR",null,"0.1085 kg","71 mm","71 mm","24 mm",null,null,"2025-05-08",null,"","https://www.ospel.pl/sites/all/pliki/import/image/podtynk/sonata/kaszmir/gpa-r2s_m_82.jpg","26.40.52.0","8517 18 00"]
[3332,"GPA-RD/m/00","Gniazdo RTV-DATA",95.8,1,"szt","PLN","23%","",10,null,null,null,null,"5907577458966",null,null,"SONATA",null,null,"",null,10,null,"https://www.ospel.pl/sites/all/pliki/import/image/podtynk/sonata/bialy/gpa-rd_m_00.jpg","https://www.ospel.pl/sites/all/pliki/import/image/rysunki/sonata/gniazda_rtv_sat_2.jpg",null,"Częstotliwość toru DATA 5÷862 MHz","","",null,null,null,"BIAŁY",null,"0.128 kg","71 mm","71 mm","24 mm",null,null,"2025-05-08",null,"","https://www.ospel.pl/sites/all/pliki/import/image/podtynk/sonata/bialy/gpa-rd_m_00.jpg","26.40.52.0","8517 18 00"]
[3345,"GPA-RK/m/40","Gniazdo RTV końcowe",62.8,1,"szt","PLN","23%","",4,null,null,null,null,"5907577448844",null,null,"SONATA",null,null,"",null,4,null,"https://www.ospel.pl/sites/all/pliki/import/image/podtynk/sonata/czek_metalik/gpa-10rp_m_40.jpg","https://www.ospel.pl/sites/all/pliki/import/image/rysunki/sonata/gniazda_rtv_sat_1.jpg",null,"Współczynnik tłumienia 2,5-3dB","","",null,null,null,"CZEKOLADOWY METALIK",null,"0.1005 kg","71 mm","71 mm","24 mm",null,null,"2025-05-08",null,"","https://www.ospel.pl/sites/all/pliki/import/image/podtynk/sonata/czek_metalik/gpa-10rp_m_40.jpg","26.40.52.0","8517 18 00"]
[3349,"GPA-RS/m/27","Gniazdo RTV-SAT końcowe",87,1,"szt","PLN","23%","",10,null,null,null,null,"5907577444945",null,null,"SONATA",null,null,"",null,10,null,"https://www.ospel.pl/sites/all/pliki/import/image/podtynk/sonata/ecru/gpa-rs_m_27.jpg","https://www.ospel.pl/sites/all/pliki/import/image/rysunki/sonata/gniazda_rtv_sat_2.jpg",null,"Współczynnik tłumienia 1,5-2dB","","",null,null,null,"ECRU",null,"0.104 kg","71 mm","71 mm","24 mm",null,null,"2025-05-08",null,"https://www.ospel.pl/sites/all/pliki/import/image/schematy/rtv_sat.pdf","https://www.ospel.pl/sites/all/pliki/import/image/podtynk/sonata/ecru/gpa-rs_m_27.jpg","26.40.52.0","8517 18 00"]
[3358,"GPA-RSP/m/33","Gniazdo RTV-SAT przelotowe",113.4,1,"szt","PLN","23%","",4,null,null,null,null,"5907577446475",null,null,"SONATA",null,null,"",null,4,null,"https://www.ospel.pl/sites/all/pliki/import/image/podtynk/sonata/czarny/gpa-rsp_m_33.jpg","https://www.ospel.pl/sites/all/pliki/import/image/rysunki/sonata/gniazda_rtv_sat_2.jpg",null,"Współczynnik tłumienia 1,2dB","","",null,null,null,"CZARNY METALIK",null,"0.104 kg","71 mm","71 mm","24 mm",null,null,"2025-05-08",null,"","https://www.ospel.pl/sites/all/pliki/import/image/podtynk/sonata/czarny/gpa-rsp_m_33.jpg","26.40.52.0","8517 18 00"]
[3367,"GPE-1R/m/38","Gniazdo ekwipotencjalne pojedyncze",91,1,"szt","PLN","23%","",4,null,null,null,null,"5907577460792",null,null,"SONATA",null,null,"",null,4,null,"https://www.ospel.pl/sites/all/pliki/import/image/podtynk/sonata/srebro_mat/gpe-1r_m_38.jpg","",null,"","","",null,null,null,"SREBRO MAT",null,"0.049 kg","71 mm","71 mm","22.5 mm",null,null,"2025-05-08",null,"","https://www.ospel.pl/sites/all/pliki/import/image/podtynk/sonata/srebro_mat/gpe-1r_m_38.jpg","","8536 90 10"]
[3374,"GPE-2R/m/33","Gniazdo ekwipotencjalne podwójne",132.6,1,"szt","PLN","23%","",4,null,null,null,null,"5907577460846",null,null,"SONATA",null,null,"",null,4,null,"https://www.ospel.pl/sites/all/pliki/import/image/podtynk/sonata/czarny/gpe-2r_m_33.jpg","",null,"","","",null,null,null,"CZARNY METALIK",null,"0.076 kg","71 mm","71 mm","22.5 mm",null,null,"2025-05-08",null,"","https://www.ospel.pl/sites/all/pliki/import/image/podtynk/sonata/czarny/gpe-2r_m_33.jpg","","8536 90 10"]
[3384,"GPH-1RS/m/39/d","Gniazdo bryzgoszczelne z uziemieniem schuko IP-44 wieczko przezroczyste",39.200000000000003,1,"szt","PLN","23%","",4,null,null,null,null,"5907577449445",null,null,"SONATA",null,null,"",null,4,null,"https://www.ospel.pl/sites/all/pliki/import/image/podtynk/sonata/szampan_zloty/gph-1rs_m_39_d.jpg","https://www.ospel.pl/sites/all/pliki/import/image/rysunki/sonata/gniazda_bryzgoszczelne.jpg",null,"16A/250~, IP-44, zaciski gwintowe","","",null,null,null,"SZAMPAŃSKI ZŁOTY",null,"0.0885 kg","71 mm","71 mm","25 mm",null,null,"2025-05-08",null,"","https://www.ospel.pl/sites/all/pliki/import/image/podtynk/sonata/szampan_zloty/gph-1rs_m_39_d.jpg","27.33.13.0","8536 69 90"]
[3393,"GPH-1RSP/m/40/d","Gniazdo bryzgoszczelne z uziemieniem schuko IP-44 z przesłonami torów prądowych wieczko przezroczyste",40.700000000000003,1,"szt","PLN","23%","",4,null,null,null,null,"5907577449636",null,null,"SONATA",null,null,"",null,4,null,"https://www.ospel.pl/sites/all/pliki/import/image/podtynk/sonata/czek_metalik/gph-1rsp_m_40_d.jpg","https://www.ospel.pl/sites/all/pliki/import/image/rysunki/sonata/gniazda_bryzgoszczelne.jpg",null,"16A/250~, IP-44, zaciski gwintowe","","",null,null,null,"CZEKOLADOWY METALIK",null,"0.0885 kg","71 mm","71 mm","25 mm",null,null,"2025-05-08",null,"","https://www.ospel.pl/sites/all/pliki/import/image/podtynk/sonata/czek_metalik/gph-1rsp_m_40_d.jpg","27.33.13.0","8536 69 90"]
[3397,"GPH-1RZ/m/00/w","Gniazdo bryzgoszczelne z uziemieniem IP-44 wieczko w kolorze wyrobu",33.299999999999997,1,"szt","PLN","23%","",10,null,null,null,null,"5907577446956",null,null,"SONATA",null,null,"",null,10,null,"https://www.ospel.pl/sites/all/pliki/import/image/podtynk/sonata/bialy/gph-1rz_m_00_w.jpg","https://www.ospel.pl/sites/all/pliki/import/image/rysunki/sonata/gniazda_bryzgoszczelne.jpg",null,"16A/250~, IP-44, zaciski gwintowe","","",null,null,null,"BIAŁY",null,"0.0885 kg","71 mm","71 mm","25 mm",null,null,"2025-05-08",null,"","https://www.ospel.pl/sites/all/pliki/import/image/podtynk/sonata/bialy/gph-1rz_m_00_w.jpg","27.33.13.0","8536 69 90"]
[3402,"GPH-1RZ/m/39/d","Gniazdo bryzgoszczelne z uziemieniem IP-44 wieczko przezroczyste",37,1,"szt","PLN","23%","",4,null,null,null,null,"5907577448011",null,null,"SONATA",null,null,"",null,4,null,"https://www.ospel.pl/sites/all/pliki/import/image/podtynk/sonata/szampan_zloty/gph-1rz_m_39_d.jpg","https://www.ospel.pl/sites/all/pliki/import/image/rysunki/sonata/gniazda_bryzgoszczelne.jpg",null,"16A/250~, IP-44, zaciski gwintowe","","",null,null,null,"SZAMPAŃSKI ZŁOTY",null,"0.0885 kg","71 mm","71 mm","25 mm",null,null,"2025-05-08",null,"","https://www.ospel.pl/sites/all/pliki/import/image/podtynk/sonata/szampan_zloty/gph-1rz_m_39_d.jpg","27.33.13.0","8536 69 90"]
[3411,"GPH-1RZP/m/38/d","Gniazdo bryzgoszczelne z uziemieniem IP-44 z przesłonami torów prądowych wieczko przezroczyste",39.6,1,"szt","PLN","23%","",4,null,null,null,null,"5907577447342",null,null,"SONATA",null,null,"",null,4,null,"https://www.ospel.pl/sites/all/pliki/import/image/podtynk/sonata/srebro_mat/gph-1rz_m_38_d.jpg","https://www.ospel.pl/sites/all/pliki/import/image/rysunki/sonata/gniazda_bryzgoszczelne.jpg",null,"16A/250~, IP-44, zaciski gwintowe","","",null,null,null,"SREBRO MAT",null,"0.0885 kg","71 mm","71 mm","25 mm",null,null,"2025-05-08",null,"","https://www.ospel.pl/sites/all/pliki/import/image/podtynk/sonata/srebro_mat/gph-1rz_m_38_d.jpg","27.33.13.0","8536 69 90"]
[3420,"GPK-1R/K/m/39","Gniazdo komputerowe pojedyncze, kat. 5e MMC",61.8,1,"szt","PLN","23%","",4,null,null,null,null,"5907577448233",null,null,"SONATA",null,null,"",null,4,null,"https://www.ospel.pl/sites/all/pliki/import/image/podtynk/sonata/szampan_zloty/gpk-1r_m_39.jpg","https://www.ospel.pl/sites/all/pliki/import/image/rysunki/sonata/gniazda_t_k_1.jpg",null,"Złącze IDC","","",null,null,null,"SZAMPAŃSKI ZŁOTY",null,"0.059 kg","71 mm","71 mm","22 mm",null,null,"2025-05-08",null,"","https://www.ospel.pl/sites/all/pliki/import/image/podtynk/sonata/szampan_zloty/gpk-1r_m_39.jpg","26.30.30.0","8517 18 00"]
[3429,"GPK-1R/K6/m/40","Gniazdo komputerowe pojedyncze, kat. 6 MMC",77.599999999999994,1,"szt","PLN","23%","",4,null,null,null,null,"5907577449650",null,null,"SONATA",null,null,"",null,4,null,"https://www.ospel.pl/sites/all/pliki/import/image/podtynk/sonata/czek_metalik/gpk-1r_m_40.jpg","https://www.ospel.pl/sites/all/pliki/import/image/rysunki/sonata/gniazda_t_k_1.jpg",null,"Złącze IDC","","Tylko na zamówienie",null,null,null,"CZEKOLADOWY METALIK",null,"","","","",null,null,"2025-05-08",null,"","https://www.ospel.pl/sites/all/pliki/import/image/podtynk/sonata/czek_metalik/gpk-1r_m_40.jpg","26.30.30.0","8517 18 00"]
[3437,"GPK-1R/p/40","Obudowa gniazda pojedynczego typu Keystone prosta",17.399999999999999,1,"szt","PLN","23%","",4,null,null,null,null,"5907577462093",null,null,"SONATA",null,null,"",null,4,null,"https://www.ospel.pl/sites/all/pliki/import/image/podtynk/sonata/czek_metalik/gpk-1r_p_40.jpg","",null,"","","",null,null,null,"CZEKOLADOWY METALIK",null,"0.072 kg","71 mm","71 mm","22 mm",null,null,"2025-05-08",null,"","https://www.ospel.pl/sites/all/pliki/import/image/podtynk/sonata/czek_metalik/gpk-1r_p_40.jpg","26.30.30.0","8517 18 00"]
[3446,"GPK-1RS/p/75","Obudowa gniazda pojedynczego typu Keystone skośna",17.8,1,"szt","PLN","23%","",4,null,null,null,null,"5906729027869",null,null,"SONATA",null,null,"",null,4,null,"https://www.ospel.pl/sites/all/pliki/import/image/podtynk/sonata/bialy/gpk-1rs_p_00.jpg","",null,"","","",null,null,null,"BIAŁY MAT",null,"0,0520 kg","71 mm","71 mm","21 mm",null,null,"2025-05-08",null,"","https://www.ospel.pl/sites/all/pliki/import/image/podtynk/sonata/bialy/gpk-1rs_p_00.jpg","26.30.30.0","8517 18 00"]
[3455,"GPK-2R/K/m/82","Gniazdo komputerowe podwójne, kat. 5e MMC",97.4,1,"szt","PLN","23%","",4,null,null,null,null,"5906729030036",null,null,"SONATA",null,null,"",null,4,null,"https://www.ospel.pl/sites/all/pliki/import/image/podtynk/sonata/kaszmir/gpk-2r_k_m_82.jpg","https://www.ospel.pl/sites/all/pliki/import/image/rysunki/sonata/gniazda_t_k_1.jpg",null,"Złącze IDC","","",null,null,null,"KASZMIR",null,"0.066 kg","71 mm","71 mm","22 mm",null,null,"2025-05-08",null,"","https://www.ospel.pl/sites/all/pliki/import/image/podtynk/sonata/kaszmir/gpk-2r_k_m_82.jpg","26.30.30.0","8517 18 00"]
[3458,"GPK-2R/K6/m/33","Gniazdo komputerowe podwójne, kat. 6 MMC",130.5,1,"szt","PLN","23%","",4,null,null,null,null,"5907577446611",null,null,"SONATA",null,null,"",null,4,null,"https://www.ospel.pl/sites/all/pliki/import/image/podtynk/sonata/czarny/gpk-2r_k_m_33.jpg","https://www.ospel.pl/sites/all/pliki/import/image/rysunki/sonata/gniazda_t_k_1.jpg",null,"Złącze IDC","","Tylko na zamówienie",null,null,null,"CZARNY METALIK",null,"","","","",null,null,"2025-05-08",null,"","https://www.ospel.pl/sites/all/pliki/import/image/podtynk/sonata/czarny/gpk-2r_k_m_33.jpg","26.30.30.0","8517 18 00"]
[3464,"GPK-2R/p/00","Obudowa gniazda podwójnego typu Keystone prosta",12.9,1,"szt","PLN","23%","",10,null,null,null,null,"5907577462338",null,null,"SONATA",null,null,"",null,10,null,"https://www.ospel.pl/sites/all/pliki/import/image/podtynk/sonata/bialy/gpk-2r_p_00.jpg","",null,"","","",null,null,null,"BIAŁY",null,"0.076 kg","71 mm","71 mm","22 mm",null,null,"2025-05-08",null,"","https://www.ospel.pl/sites/all/pliki/import/image/podtynk/sonata/bialy/gpk-2r_p_00.jpg","26.30.30.0","8517 18 00"]
[3473,"GPK-2RS/p/27","Obudowa gniazda podwójnego typu Keystone skośna",13.3,1,"szt","PLN","23%","",10,null,null,null,null,"5907577455323",null,null,"SONATA",null,null,"",null,10,null,"https://www.ospel.pl/sites/all/pliki/import/image/podtynk/sonata/ecru/gpk-2rs_p_27.jpg","",null,"","","",null,null,null,"ECRU",null,"0.055 kg","71 mm","71 mm","21 mm",null,null,"2025-05-08",null,"","https://www.ospel.pl/sites/all/pliki/import/image/podtynk/sonata/ecru/gpk-2rs_p_27.jpg","26.30.30.0","8517 18 00"]
[3481,"GPPK-1R/m/27","Przyłącz kablowy",30.6,1,"szt","PLN","23%","",10,null,null,null,null,"5907577486105",null,null,"SONATA",null,null,"",null,10,null,"https://www.ospel.pl/sites/all/pliki/import/image/podtynk/sonata/ecru/gppk-1r_m_27.jpg","",null,"5x4mm2 zaciski gwintowe","","",null,null,null,"ECRU",null,"0.08 kg","71 mm","71 mm","22 mm",null,null,"2025-05-08",null,"","https://www.ospel.pl/sites/all/pliki/import/image/podtynk/sonata/ecru/gppk-1r_m_27.jpg","27.33.13.0","8536 90 10"]
[3490,"GPT-1R/m/33","Gniazdo telefoniczne pojedyncze",47.4,1,"szt","PLN","23%","",4,null,null,null,null,"5907577446505",null,null,"SONATA",null,null,"",null,4,null,"https://www.ospel.pl/sites/all/pliki/import/image/podtynk/sonata/czarny/gpt-1r_m_33.jpg","https://www.ospel.pl/sites/all/pliki/import/image/rysunki/sonata/gniazda_t_k.jpg",null,"Zaciski gwintowe","","",null,null,null,"CZARNY METALIK",null,"0.053 kg","71 mm","71 mm","22 mm",null,null,"2025-05-08",null,"","https://www.ospel.pl/sites/all/pliki/import/image/podtynk/sonata/czarny/gpt-1r_m_33.jpg","26.30.30.0","8517 18 00"]
[3499,"GPT-2RN/m/38","Gniazdo telefoniczne podwójne niezależne",59.3,1,"szt","PLN","23%","",4,null,null,null,null,"5907577447533",null,null,"SONATA",null,null,"",null,4,null,"https://www.ospel.pl/sites/all/pliki/import/image/podtynk/sonata/srebro_mat/gpt-2r_m_38.jpg","https://www.ospel.pl/sites/all/pliki/import/image/rysunki/sonata/gniazda_t_k.jpg",null,"Zaciski gwintowe","","",null,null,null,"SREBRO MAT",null,"0.055 kg","71 mm","71 mm","22 mm",null,null,"2025-05-08",null,"","https://www.ospel.pl/sites/all/pliki/import/image/podtynk/sonata/srebro_mat/gpt-2r_m_38.jpg","26.30.30.0","8517 18 00"]
[3508,"GPT-2RR/m/39","Gniazdo telefoniczne podwójne równoległe",59.3,1,"szt","PLN","23%","",4,null,null,null,null,"5907577448226",null,null,"SONATA",null,null,"",null,4,null,"https://www.ospel.pl/sites/all/pliki/import/image/podtynk/sonata/szampan_zloty/gpt-2r_m_39.jpg","https://www.ospel.pl/sites/all/pliki/import/image/rysunki/sonata/gniazda_t_k.jpg",null,"Zaciski gwintowe","","",null,null,null,"SZAMPAŃSKI ZŁOTY",null,"0.053 kg","71 mm","71 mm","22 mm",null,null,"2025-05-08",null,"","https://www.ospel.pl/sites/all/pliki/import/image/podtynk/sonata/szampan_zloty/gpt-2r_m_39.jpg","26.30.30.0","8517 18 00"]
[3513,"ŁP-10R/m/27","Łącznik podwójny schodowy",35.4,1,"szt","PLN","23%","",10,null,null,null,null,"5907577444709",null,null,"SONATA",null,null,"",null,10,null,"https://www.ospel.pl/sites/all/pliki/import/image/podtynk/sonata/ecru/lp-2r_m_27.jpg","https://www.ospel.pl/sites/all/pliki/import/image/rysunki/sonata/lacznik_podwojny.jpg",null,"16AX250~, IP-20, zaciski bezgwintowe","","",null,null,null,"ECRU",null,"0.081 kg","71 mm","71 mm","25 mm",null,null,"2025-05-08",null,"https://www.ospel.pl/sites/all/pliki/import/image/schematy/lacznik_podwojny_schodowy.jpg","https://www.ospel.pl/sites/all/pliki/import/image/podtynk/sonata/ecru/lp-2r_m_27.jpg","27.33.11.0","8536 50 07"]
[3517,"ŁP-10R/m/40","Łącznik podwójny schodowy",43.5,1,"szt","PLN","23%","",4,null,null,null,null,"5907577448547",null,null,"SONATA",null,null,"",null,4,null,"https://www.ospel.pl/sites/all/pliki/import/image/podtynk/sonata/czek_metalik/lp-2r_m_40.jpg","https://www.ospel.pl/sites/all/pliki/import/image/rysunki/sonata/lacznik_podwojny.jpg",null,"16AX250~, IP-20, zaciski bezgwintowe","","",null,null,null,"CZEKOLADOWY METALIK",null,"0.081 kg","71 mm","71 mm","25 mm",null,null,"2025-05-08",null,"https://www.ospel.pl/sites/all/pliki/import/image/schematy/lacznik_podwojny_schodowy.jpg","https://www.ospel.pl/sites/all/pliki/import/image/podtynk/sonata/czek_metalik/lp-2r_m_40.jpg","27.33.11.0","8536 50 07"]
[3526,"ŁP-11R/m/75","Łącznik dwubiegunowy",34.9,1,"szt","PLN","23%","",4,null,null,null,null,"5906729023809",null,null,"SONATA",null,null,"",null,4,null,"https://www.ospel.pl/sites/all/pliki/import/image/podtynk/sonata/bialy/lp-11r_m_00.jpg","https://www.ospel.pl/sites/all/pliki/import/image/rysunki/sonata/lacznik_ip20.jpg",null,"16AX250~, IP-20, zaciski bezgwintowe","","",null,null,null,"BIAŁY MAT",null,"0,0740 kg","71 mm","71 mm","25 mm",null,null,"2025-05-08",null,"","https://www.ospel.pl/sites/all/pliki/import/image/podtynk/sonata/bialy/lp-11r_m_00.jpg","27.33.11.0","8536 50 07"]
[3535,"ŁP-11RS/m/82","Łącznik dwubiegunowy z podświetleniem niebieskim",40.4,1,"szt","PLN","23%","",4,null,null,null,null,"5906729029610",null,null,"SONATA",null,null,"",null,4,null,"https://www.ospel.pl/sites/all/pliki/import/image/podtynk/sonata/kaszmir/lp-11rs_m_82.jpg","https://www.ospel.pl/sites/all/pliki/import/image/rysunki/sonata/lacznik_ip20.jpg",null,"16AX250~, IP-20, zaciski bezgwintowe","","",null,null,null,"KASZMIR",null,"0.075 kg","71 mm","71 mm","25 mm",null,null,"2025-05-08",null,"","https://www.ospel.pl/sites/all/pliki/import/image/podtynk/sonata/kaszmir/lp-11rs_m_82.jpg","27.33.11.0","8536 50 07"]
[3542,"ŁP-12RS/m/75","Łącznik kontrolny z podświetleniem niebieskim",36.799999999999997,1,"szt","PLN","23%","",4,null,null,null,null,"5906729024394",null,null,"SONATA",null,null,"",null,4,null,"https://www.ospel.pl/sites/all/pliki/import/image/podtynk/sonata/bialy/lp-1rs_m_00.jpg","https://www.ospel.pl/sites/all/pliki/import/image/rysunki/sonata/lacznik_ip20.jpg",null,"16AX250~, IP-20, zaciski bezgwintowe","","",null,null,null,"BIAŁY MAT",null,"0,0740 kg","71 mm","71 mm","25 mm",null,null,"2025-05-08",null,"","https://www.ospel.pl/sites/all/pliki/import/image/podtynk/sonata/bialy/lp-1rs_m_00.jpg","27.33.11.0","8536 50 07"]
[3552,"ŁP-13RS/m/00","Łącznik potrójny z podświetleniem pomarańczowym",45.2,1,"szt","PLN","23%","",10,null,null,null,null,"5907577446963",null,null,"SONATA",null,null,"",null,10,null,"https://www.ospel.pl/sites/all/pliki/import/image/podtynk/sonata/bialy/lp-13rs_m_00.jpg","",null,"10AX/250~, IP-20 zaciski bezgwintowe","","",null,null,null,"BIAŁY",null,"0.077 kg","71 mm","71 mm","25 mm",null,null,"2025-05-08",null,"","https://www.ospel.pl/sites/all/pliki/import/image/podtynk/sonata/bialy/lp-13rs_m_00.jpg","27.33.11.0","8536 50 07"]
[3561,"ŁP-15RS/m/27","Łącznik hotelowy z podświetleniem pomarańczowym",127.1,1,"szt","PLN","23%","",5,null,null,null,null,"5907577445058",null,null,"SONATA",null,null,"",null,5,null,"https://www.ospel.pl/sites/all/pliki/import/image/podtynk/sonata/ecru/lp-15rs_m_27.jpg","https://www.ospel.pl/sites/all/pliki/import/image/rysunki/sonata/lacznik_hotelowy.jpg",null,"16A230~, IP-20, zaciski gwintowe","","Tylko na zamówienie",null,null,null,"ECRU",null,"0.101 kg","71 mm","71 mm","31 mm",null,null,"2025-05-08",null,"https://www.ospel.pl/sites/all/pliki/import/image/schematy/lacznik_hotelowy.jpg","https://www.ospel.pl/sites/all/pliki/import/image/podtynk/sonata/ecru/lp-15rs_m_27.jpg","27.33.11.0","8536 50 05"]
[3565,"ŁP-15RS/m/40","Łącznik hotelowy z podświetleniem pomarańczowym",130.80000000000001,1,"szt","PLN","23%","",5,null,null,null,null,"5907577448967",null,null,"SONATA",null,null,"",null,5,null,"https://www.ospel.pl/sites/all/pliki/import/image/podtynk/sonata/czek_metalik/lp-15rs_m_40.jpg","https://www.ospel.pl/sites/all/pliki/import/image/rysunki/sonata/lacznik_hotelowy.jpg",null,"16A230~, IP-20, zaciski gwintowe","","Tylko na zamówienie",null,null,null,"CZEKOLADOWY METALIK",null,"0.101 kg","71 mm","71 mm","31 mm",null,null,"2025-05-08",null,"","https://www.ospel.pl/sites/all/pliki/import/image/podtynk/sonata/czek_metalik/lp-15rs_m_40.jpg","27.33.11.0","8536 50 05"]
[3578,"ŁP-17R/m/33","Łącznik podwójny zwierny",41.2,1,"szt","PLN","23%","",4,null,null,null,null,"5907577446840",null,null,"SONATA",null,null,"",null,4,null,"https://www.ospel.pl/sites/all/pliki/import/image/podtynk/sonata/czarny/lp-2r_m_33.jpg","https://www.ospel.pl/sites/all/pliki/import/image/rysunki/sonata/lacznik_podwojny.jpg",null,"10AX/250~, IP-20 zaciski bezgwintowe","","",null,null,null,"CZARNY METALIK",null,"0.0755 kg","71 mm","71 mm","25 mm",null,null,"2025-05-08",null,"","https://www.ospel.pl/sites/all/pliki/import/image/podtynk/sonata/czarny/lp-2r_m_33.jpg","27.33.11.0","8536 50 07"]
[3579,"ŁP-17R/m/38","Łącznik podwójny zwierny",41.2,1,"szt","PLN","23%","",4,null,null,null,null,"5907577447755",null,null,"SONATA",null,null,"",null,4,null,"https://www.ospel.pl/sites/all/pliki/import/image/podtynk/sonata/srebro_mat/lp-2r_m_38.jpg","https://www.ospel.pl/sites/all/pliki/import/image/rysunki/sonata/lacznik_podwojny.jpg",null,"10AX/250~, IP-20 zaciski bezgwintowe","","",null,null,null,"SREBRO MAT",null,"0.0755 kg","71 mm","71 mm","25 mm",null,null,"2025-05-08",null,"","https://www.ospel.pl/sites/all/pliki/import/image/podtynk/sonata/srebro_mat/lp-2r_m_38.jpg","27.33.11.0","8536 50 07"]
[3588,"ŁP-19R/m/39","Łącznik podwójny krzyżowy",65.5,1,"szt","PLN","23%","",4,null,null,null,null,"5906729009292",null,null,"SONATA",null,null,"",null,4,null,"https://www.ospel.pl/sites/all/pliki/import/image/podtynk/sonata/szampan_zloty/lp-2r_m_39.jpg","https://www.ospel.pl/sites/all/pliki/import/image/rysunki/sonata/lacznik_podwojny.jpg",null,"10AX250~, IP-20 zaciski gwintowe","","",null,null,null,"SZAMPAŃSKI ZŁOTY",null,"","71 mm","71 mm","24 mm",null,null,"2025-05-08",null,"","https://www.ospel.pl/sites/all/pliki/import/image/podtynk/sonata/szampan_zloty/lp-2r_m_39.jpg","27.33.11.0","8536 50 07"]
[3601,"ŁP-1RS/m/27","Łącznik jednobiegunowy z podświetleniem pomarańczowym",30.5,1,"szt","PLN","23%","",10,null,null,null,null,"5907577444730",null,null,"SONATA",null,null,"",null,10,null,"https://www.ospel.pl/sites/all/pliki/import/image/podtynk/sonata/ecru/lp-1rs_m_27.jpg","https://www.ospel.pl/sites/all/pliki/import/image/rysunki/sonata/lacznik_ip20.jpg",null,"16AX250~, IP-20, zaciski bezgwintowe","","",null,null,null,"ECRU",null,"0.068 kg","71 mm","71 mm","25 mm",null,null,"2025-05-08",null,"https://www.ospel.pl/sites/all/pliki/import/image/schematy/lacznik_jednobiegunowy_podswietlenie.jpg","https://www.ospel.pl/sites/all/pliki/import/image/podtynk/sonata/ecru/lp-1rs_m_27.jpg","27.33.11.0","8536 50 07"]
[3605,"ŁP-1RS/m/40","Łącznik jednobiegunowy z podświetleniem niebieskim",35.700000000000003,1,"szt","PLN","23%","",4,null,null,null,null,"5907577448578",null,null,"SONATA",null,null,"",null,4,null,"https://www.ospel.pl/sites/all/pliki/import/image/podtynk/sonata/czek_metalik/lp-1rs_m_40.jpg","https://www.ospel.pl/sites/all/pliki/import/image/rysunki/sonata/lacznik_ip20.jpg",null,"16AX250~, IP-20, zaciski bezgwintowe","","",null,null,null,"CZEKOLADOWY METALIK",null,"0.068 kg","71 mm","71 mm","25 mm",null,null,"2025-05-08",null,"","https://www.ospel.pl/sites/all/pliki/import/image/podtynk/sonata/czek_metalik/lp-1rs_m_40.jpg","27.33.11.0","8536 50 07"]
[3614,"ŁP-21R/m/75","Łącznik zwierny",33,1,"szt","PLN","23%","",4,null,null,null,null,"5906729023748",null,null,"SONATA",null,null,"",null,4,null,"https://www.ospel.pl/sites/all/pliki/import/image/podtynk/sonata/bialy/lp-1r_m_00.jpg","https://www.ospel.pl/sites/all/pliki/import/image/rysunki/sonata/lacznik_ip20.jpg",null,"10AX/250~, IP-20 zaciski bezgwintowe","","",null,null,null,"BIAŁY MAT",null,"0,0700 kg","71 mm","71 mm","25 mm",null,null,"2025-05-08",null,"","https://www.ospel.pl/sites/all/pliki/import/image/podtynk/sonata/bialy/lp-1r_m_00.jpg","27.33.11.0","8536 50 07"]
[3623,"ŁP-24R/m/82","Łącznik potrójny zwierny",56.6,1,"szt","PLN","23%","",4,null,null,null,null,"5906729030487",null,null,"SONATA",null,null,"",null,4,null,"https://www.ospel.pl/sites/all/pliki/import/image/podtynk/sonata/kaszmir/lp-13r_m_82.jpg","",null,"10AX/250~, IP-20 zaciski bezgwintowe","","",null,null,null,"KASZMIR",null,"","71 mm","71 mm","25 mm",null,null,"2025-05-08",null,"","https://www.ospel.pl/sites/all/pliki/import/image/podtynk/sonata/kaszmir/lp-13r_m_82.jpg","27.33.11.0","8536 50 07"]
[3626,"ŁP-2R/m/33","Łącznik dwugrupowy świecznikowy",35.9,1,"szt","PLN","23%","",4,null,null,null,null,"5907577446031",null,null,"SONATA",null,null,"",null,4,null,"https://www.ospel.pl/sites/all/pliki/import/image/podtynk/sonata/czarny/lp-2r_m_33.jpg","https://www.ospel.pl/sites/all/pliki/import/image/rysunki/sonata/lacznik_podwojny.jpg",null,"16AX250~, IP-20, zaciski bezgwintowe","","",null,null,null,"CZARNY METALIK",null,"0.075 kg","71 mm","71 mm","25 mm",null,null,"2025-05-08",null,"","https://www.ospel.pl/sites/all/pliki/import/image/podtynk/sonata/czarny/lp-2r_m_33.jpg","27.33.11.0","8536 50 07"]
[3640,"ŁP-3R/m/00","Łącznik schodowy",25.8,1,"szt","PLN","23%","",10,null,null,null,null,"5907577444082",null,null,"SONATA",null,null,"",null,10,null,"https://www.ospel.pl/sites/all/pliki/import/image/podtynk/sonata/bialy/lp-3r_m_00.jpg","https://www.ospel.pl/sites/all/pliki/import/image/rysunki/sonata/lacznik_ip20.jpg",null,"16AX250~, IP-20, zaciski bezgwintowe","","",null,null,null,"BIAŁY",null,"0.074 kg","71 mm","71 mm","25 mm",null,null,"2025-05-08",null,"https://www.ospel.pl/sites/all/pliki/import/image/schematy/laczniki_schodowe_wspolpraca.jpg","https://www.ospel.pl/sites/all/pliki/import/image/podtynk/sonata/bialy/lp-3r_m_00.jpg","27.33.11.0","8536 50 07"]
[3641,"ŁP-3R/m/27","Łącznik schodowy",25.8,1,"szt","PLN","23%","",10,null,null,null,null,"5907577444631",null,null,"SONATA",null,null,"",null,10,null,"https://www.ospel.pl/sites/all/pliki/import/image/podtynk/sonata/ecru/lp-3r_m_27.jpg","https://www.ospel.pl/sites/all/pliki/import/image/rysunki/sonata/lacznik_ip20.jpg",null,"16AX250~, IP-20, zaciski bezgwintowe","","",null,null,null,"ECRU",null,"0.074 kg","71 mm","71 mm","25 mm",null,null,"2025-05-08",null,"https://www.ospel.pl/sites/all/pliki/import/image/schematy/laczniki_schodowe_wspolpraca.jpg","https://www.ospel.pl/sites/all/pliki/import/image/podtynk/sonata/ecru/lp-3r_m_27.jpg","27.33.11.0","8536 50 07"]
[3649,"ŁP-3RS/m/27","Łącznik schodowy z podświetleniem pomarańczowym",33.299999999999997,1,"szt","PLN","23%","",10,null,null,null,null,"5907577444754",null,null,"SONATA",null,null,"",null,10,null,"https://www.ospel.pl/sites/all/pliki/import/image/podtynk/sonata/ecru/lp-3rs_m_27.jpg","https://www.ospel.pl/sites/all/pliki/import/image/rysunki/sonata/lacznik_ip20.jpg",null,"16AX250~, IP-20, zaciski bezgwintowe","","",null,null,null,"ECRU",null,"0.075 kg","71 mm","71 mm","25 mm",null,null,"2025-05-08",null,"https://www.ospel.pl/sites/all/pliki/import/image/schematy/laczniki_schodowe_wspolpraca.jpg","https://www.ospel.pl/sites/all/pliki/import/image/podtynk/sonata/ecru/lp-3rs_m_27.jpg","27.33.11.0","8536 50 07"]
[3658,"ŁP-4R/m/33","Łącznik krzyżowy",40.6,1,"szt","PLN","23%","",4,null,null,null,null,"5907577446055",null,null,"SONATA",null,null,"",null,4,null,"https://www.ospel.pl/sites/all/pliki/import/image/podtynk/sonata/czarny/lp-4r_m_33.jpg","https://www.ospel.pl/sites/all/pliki/import/image/rysunki/sonata/lacznik_ip20.jpg",null,"16AX250~, IP-20, zaciski bezgwintowe","","",null,null,null,"CZARNY METALIK",null,"0.079 kg","71 mm","71 mm","25 mm",null,null,"2025-05-08",null,"","https://www.ospel.pl/sites/all/pliki/import/image/podtynk/sonata/czarny/lp-4r_m_33.jpg","27.33.11.0","8536 50 07"]
[3667,"ŁP-4RS/m/38","Łącznik krzyżowy z podświetleniem niebieskim",45.1,1,"szt","PLN","23%","",4,null,null,null,null,"5907577447243",null,null,"SONATA",null,null,"",null,4,null,"https://www.ospel.pl/sites/all/pliki/import/image/podtynk/sonata/srebro_mat/lp-4rs_m_38.jpg","https://www.ospel.pl/sites/all/pliki/import/image/rysunki/sonata/lacznik_ip20.jpg",null,"16AX250~, IP-20, zaciski bezgwintowe","","",null,null,null,"SREBRO MAT",null,"0.08 kg","71 mm","71 mm","25 mm",null,null,"2025-05-08",null,"","https://www.ospel.pl/sites/all/pliki/import/image/podtynk/sonata/srebro_mat/lp-4rs_m_38.jpg","27.33.11.0","8536 50 07"]
[3676,"ŁP-5R/m/39","Łącznik zwierny \"światło\"",33.299999999999997,1,"szt","PLN","23%","",4,null,null,null,null,"5907577447816",null,null,"SONATA",null,null,"",null,4,null,"https://www.ospel.pl/sites/all/pliki/import/image/podtynk/sonata/szampan_zloty/lp-5r_m_39.jpg","https://www.ospel.pl/sites/all/pliki/import/image/rysunki/sonata/lacznik_ip20.jpg",null,"10AX/250~, IP-20 zaciski bezgwintowe","","",null,null,null,"SZAMPAŃSKI ZŁOTY",null,"0.07 kg","71 mm","71 mm","25 mm",null,null,"2025-05-08",null,"","https://www.ospel.pl/sites/all/pliki/import/image/podtynk/sonata/szampan_zloty/lp-5r_m_39.jpg","27.33.11.0","8536 50 07"]
[3685,"ŁP-5RS/m/40","Łącznik zwierny \"światło\" z podświetleniem niebieskim",39.4,1,"szt","PLN","23%","",4,null,null,null,null,"5907577448615",null,null,"SONATA",null,null,"",null,4,null,"https://www.ospel.pl/sites/all/pliki/import/image/podtynk/sonata/czek_metalik/lp-5rs_m_40.jpg","https://www.ospel.pl/sites/all/pliki/import/image/rysunki/sonata/lacznik_ip20.jpg",null,"10AX/250~, IP-20 zaciski bezgwintowe","","",null,null,null,"CZEKOLADOWY METALIK",null,"0.071 kg","71 mm","71 mm","25 mm",null,null,"2025-05-08",null,"","https://www.ospel.pl/sites/all/pliki/import/image/podtynk/sonata/czek_metalik/lp-5rs_m_40.jpg","27.33.11.0","8536 50 07"]
[3693,"ŁP-6R/m/40","Łącznik zwierny \"dzwonek\"",33.299999999999997,1,"szt","PLN","23%","",4,null,null,null,null,"5907577448509",null,null,"SONATA",null,null,"",null,4,null,"https://www.ospel.pl/sites/all/pliki/import/image/podtynk/sonata/czek_metalik/lp-6r_m_40.jpg","https://www.ospel.pl/sites/all/pliki/import/image/rysunki/sonata/lacznik_ip20.jpg",null,"10AX/250~, IP-20 zaciski bezgwintowe","","",null,null,null,"CZEKOLADOWY METALIK",null,"0.07 kg","71 mm","71 mm","25 mm",null,null,"2025-05-08",null,"","https://www.ospel.pl/sites/all/pliki/import/image/podtynk/sonata/czek_metalik/lp-6r_m_40.jpg","27.33.11.0","8536 50 07"]
[3702,"ŁP-6RS/m/75","Łącznik zwierny \"dzwonek\" z podświetleniem niebieskim",39,1,"szt","PLN","23%","",4,null,null,null,null,"5906729023731",null,null,"SONATA",null,null,"",null,4,null,"https://www.ospel.pl/sites/all/pliki/import/image/podtynk/sonata/bialy/lp-6rs_m_00.jpg","https://www.ospel.pl/sites/all/pliki/import/image/rysunki/sonata/lacznik_ip20.jpg",null,"10AX/250~, IP-20 zaciski bezgwintowe","","",null,null,null,"BIAŁY MAT",null,"0,0710 kg","71 mm","71 mm","25 mm",null,null,"2025-05-08",null,"","https://www.ospel.pl/sites/all/pliki/import/image/podtynk/sonata/bialy/lp-6rs_m_00.jpg","27.33.11.0","8536 50 07"]
[3703,"ŁP-6RS/m/82","Łącznik zwierny \"dzwonek\" z podświetleniem niebieskim",39,1,"szt","PLN","23%","",4,null,null,null,null,"5906729029535",null,null,"SONATA",null,null,"",null,4,null,"https://www.ospel.pl/sites/all/pliki/import/image/podtynk/sonata/kaszmir/lp-6rs_m_82.jpg","https://www.ospel.pl/sites/all/pliki/import/image/rysunki/sonata/lacznik_ip20.jpg",null,"10AX/250~, IP-20 zaciski bezgwintowe","","",null,null,null,"KASZMIR",null,"0.071 kg","71 mm","71 mm","25 mm",null,null,"2025-05-08",null,"","https://www.ospel.pl/sites/all/pliki/import/image/podtynk/sonata/kaszmir/lp-6rs_m_82.jpg","27.33.11.0","8536 50 07"]
[3717,"ŁP-7RB/m/40","Łącznik żaluzjowy z blokadą mechaniczną",48.4,1,"szt","PLN","23%","",4,null,null,null,null,"5907577478995",null,null,"SONATA",null,null,"",null,4,null,"https://www.ospel.pl/sites/all/pliki/import/image/podtynk/sonata/czek_metalik/lp-7r_m_40.jpg","https://www.ospel.pl/sites/all/pliki/import/image/rysunki/sonata/lacznik_zaluzjowy.jpg",null,"10AX/250~, IP-20 zaciski bezgwintowe","","",null,null,null,"CZEKOLADOWY METALIK",null,"0.075 kg","71 mm","71 mm","25 mm",null,null,"2025-05-08",null,"","https://www.ospel.pl/sites/all/pliki/import/image/podtynk/sonata/czek_metalik/lp-7r_m_40.jpg","27.33.11.0","8536 50 07"]
[3720,"ŁP-7RBS/m/00","Łącznik żaluzjowy z podświetleniem pomarańczowym z blokadą mechaniczną",48.2,1,"szt","PLN","23%","",10,null,null,null,null,"5907577479008",null,null,"SONATA",null,null,"",null,10,null,"https://www.ospel.pl/sites/all/pliki/import/image/podtynk/sonata/bialy/lp-7rs_m_00.jpg","https://www.ospel.pl/sites/all/pliki/import/image/rysunki/sonata/lacznik_zaluzjowy.jpg",null,"10AX/250~, IP-20 zaciski bezgwintowe","","",null,null,null,"BIAŁY",null,"0.076 kg","71 mm","71 mm","25 mm",null,null,"2025-05-08",null,"","https://www.ospel.pl/sites/all/pliki/import/image/podtynk/sonata/bialy/lp-7rs_m_00.jpg","27.33.11.0","8536 50 07"]
[3729,"ŁP-7RS/m/27","Łącznik żaluzjowy, zwierny, z podświetleniem pomarańczowym",39.1,1,"szt","PLN","23%","",10,null,null,null,null,"5907577444792",null,null,"SONATA",null,null,"",null,10,null,"https://www.ospel.pl/sites/all/pliki/import/image/podtynk/sonata/ecru/lp-7rs_m_27.jpg","https://www.ospel.pl/sites/all/pliki/import/image/rysunki/sonata/lacznik_zaluzjowy.jpg",null,"10AX/250~, IP-20 zaciski bezgwintowe","","",null,null,null,"ECRU",null,"0.076 kg","71 mm","71 mm","25 mm",null,null,"2025-05-08",null,"https://www.ospel.pl/sites/all/pliki/import/image/schematy/lacznik_zaluzjowy_podswietlenie.jpg","https://www.ospel.pl/sites/all/pliki/import/image/podtynk/sonata/ecru/lp-7rs_m_27.jpg","27.33.11.0","8536 50 07"]
[3737,"ŁP-8R/m/27","Ściemniacz przyciskowo-obrotowy przystosowany do obciążenia żarowego i halogenowego",132.4,1,"szt","PLN","23%","",5,null,null,null,null,"5907577444716",null,null,"SONATA",null,null,"",null,5,null,"https://www.ospel.pl/sites/all/pliki/import/image/podtynk/sonata/ecru/lp-8r_m_27.jpg","https://www.ospel.pl/sites/all/pliki/import/image/rysunki/sonata/sciemniacz.jpg",null,"40-400W, 230V~50Hz, zaciski gwintowe","","",null,null,null,"ECRU",null,"0.1125 kg","71 mm","71 mm","24 mm",null,null,"2025-05-08",null,"https://www.ospel.pl/sites/all/pliki/import/image/schematy/sciemniacze.pdf","https://www.ospel.pl/sites/all/pliki/import/image/podtynk/sonata/ecru/lp-8r_m_27.jpg","27.33.11.0","8536 50 05"]
[3746,"ŁP-8RL2/m/33","Ściemniacz uniwersalny do obciążenia żarowego, halogenowego oraz LED",211.5,1,"szt","PLN","23%","",5,null,null,null,null,"5907577478520",null,null,"SONATA",null,null,"",null,5,null,"https://www.ospel.pl/sites/all/pliki/import/image/podtynk/sonata/czarny/lp-8r_m_33.jpg","https://www.ospel.pl/sites/all/pliki/import/image/rysunki/sonata/sciemniacz.jpg",null,"LED 0-100W, GLS 10-250W, 230V~50Hz","","",null,null,null,"CZARNY METALIK",null,"0.093 kg","71 mm","71 mm","31 mm",null,null,"2025-05-08",null,"","https://www.ospel.pl/sites/all/pliki/import/image/podtynk/sonata/czarny/lp-8r_m_33.jpg","27.33.11.0","8536 50 05"]
[3755,"ŁP-9R/m/38","Łącznik schodowy + jednobiegunowy",39.1,1,"szt","PLN","23%","",4,null,null,null,null,"5907577449360",null,null,"SONATA",null,null,"",null,4,null,"https://www.ospel.pl/sites/all/pliki/import/image/podtynk/sonata/srebro_mat/lp-2r_m_38.jpg","https://www.ospel.pl/sites/all/pliki/import/image/rysunki/sonata/lacznik_podwojny.jpg",null,"16AX250~, IP-20, zaciski bezgwintowe","","",null,null,null,"SREBRO MAT",null,"0.078 kg","71 mm","71 mm","25 mm",null,null,"2025-05-08",null,"","https://www.ospel.pl/sites/all/pliki/import/image/podtynk/sonata/srebro_mat/lp-2r_m_38.jpg","27.33.11.0","8536 50 07"]
[3764,"PNP-1R/39","Puszka instalacyjna do serii SONATA pojedyncza",13.3,1,"szt","PLN","23%","",10,null,null,null,null,"5907577472375",null,null,"SONATA",null,null,"",null,10,null,"https://www.ospel.pl/sites/all/pliki/import/image/podtynk/sonata/szampan_zloty/pnp-1r_39.jpg","",null,"Wysokość 32mm","","",null,null,null,"SZAMPAŃSKI ZŁOTY",null,"0.044 kg","84 mm","84 mm","",null,null,"2025-05-08",null,"","https://www.ospel.pl/sites/all/pliki/import/image/podtynk/sonata/szampan_zloty/pnp-1r_39.jpg","27.33.13.0","8536 90 01"]
[3769,"PNP-2R/27","Puszka instalacyjna do serii SONATA podwójna",15.5,1,"szt","PLN","23%","",6,null,null,null,null,"5907577470166",null,null,"SONATA",null,null,"",null,6,null,"https://www.ospel.pl/sites/all/pliki/import/image/podtynk/sonata/ecru/pnp-2r_27.jpg","",null,"Wysokość 32mm","","",null,null,null,"ECRU",null,"0.077 kg","84 mm","155 mm","",null,null,"2025-05-08",null,"","https://www.ospel.pl/sites/all/pliki/import/image/podtynk/sonata/ecru/pnp-2r_27.jpg","27.33.13.0","8536 90 01"]
[3773,"PNP-2R/40","Puszka instalacyjna do serii SONATA podwójna",16.8,1,"szt","PLN","23%","",6,null,null,null,null,"5907577472429",null,null,"SONATA",null,null,"",null,6,null,"https://www.ospel.pl/sites/all/pliki/import/image/podtynk/sonata/czek_metalik/pnp-2r_40.jpg","",null,"Wysokość 32mm","","",null,null,null,"CZEKOLADOWY METALIK",null,"0.077 kg","84 mm","155 mm","",null,null,"2025-05-08",null,"","https://www.ospel.pl/sites/all/pliki/import/image/podtynk/sonata/czek_metalik/pnp-2r_40.jpg","27.33.13.0","8536 90 01"]
[3782,"PNP-2RN/75","Puszka narożna do serii SONATA podwójna, wyposażona w ramkę",23,1,"szt","PLN","23%","",5,null,null,null,null,"5906729024486",null,null,"SONATA",null,null,"",null,5,null,"https://www.ospel.pl/sites/all/pliki/import/image/podtynk/sonata/bialy/pnp-2rn_00.jpg","",null,"Wysokość 45m","","",null,null,null,"BIAŁY MAT",null,"","84 mm","155 mm","45 mm",null,null,"2025-05-08",null,"","https://www.ospel.pl/sites/all/pliki/import/image/podtynk/sonata/bialy/pnp-2rn_00.jpg","27.33.13.0","8536 90 01"]
[3791,"PNP-3R/82","Puszka instalacyjna do serii SONATA potrójna",21.1,1,"szt","PLN","23%","",4,null,null,null,null,"5906729030395",null,null,"SONATA",null,null,"",null,4,null,"https://www.ospel.pl/sites/all/pliki/import/image/podtynk/sonata/kaszmir/pnp-3r_82.jpg","",null,"Wysokość 32mm","","",null,null,null,"KASZMIR",null,"0.112 kg","84 mm","226 mm","",null,null,"2025-05-08",null,"","https://www.ospel.pl/sites/all/pliki/import/image/podtynk/sonata/kaszmir/pnp-3r_82.jpg","27.33.13.0","8536 90 01"]
[3798,"R-1R/75","Ramka pojedyncza",9.4,1,"szt","PLN","23%","",10,null,null,null,null,"5906729010021",null,null,"SONATA",null,null,"",null,10,null,"https://www.ospel.pl/sites/all/pliki/import/image/podtynk/sonata/bialy/r-1r_00.jpg","https://www.ospel.pl/sites/all/pliki/import/image/rysunki/sonata/ramka_1.jpg",null,"Tworzywo poliwęglan","","",null,null,null,"BIAŁY MAT",null,"0,0240 kg","84 mm","84 mm","",null,null,"2025-05-08",null,"","https://www.ospel.pl/sites/all/pliki/import/image/podtynk/sonata/bialy/r-1r_00.jpg","27.33.13.0","8536 90 01"]
[3808,"R-1RGC/32/25","Ramka pojedyncza",63.1,1,"szt","PLN","23%","",5,null,null,null,null,"5907577450847",null,null,"SONATA",null,null,"",null,5,null,"https://www.ospel.pl/sites/all/pliki/import/image/podtynk/sonata/ramki/r-1rgc_32_25.jpg","https://www.ospel.pl/sites/all/pliki/import/image/rysunki/sonata/ramka_1.jpg",null,"Szkło+PC grubość 4mm","","",null,null,null,"CZARNE SZKŁO",null,"0.06 kg","92 mm","92 mm","",null,null,"2025-05-08",null,"","https://www.ospel.pl/sites/all/pliki/import/image/podtynk/sonata/ramki/r-1rgc_32_25.jpg","27.33.13.0","8536 90 01"]
[3817,"R-1RW/34","Ramka pojedyncza",105.3,1,"szt","PLN","23%","",5,null,null,null,null,"5907577446994",null,null,"SONATA",null,null,"",null,5,null,"https://www.ospel.pl/sites/all/pliki/import/image/podtynk/sonata/ramki/r-1r_34.jpg","https://www.ospel.pl/sites/all/pliki/import/image/rysunki/sonata/ramka_1.jpg",null,"Drewno grubość 6 mm","","",null,null,null,"DREWNO ORZECH",null,"0.033 kg","84 mm","84 mm","",null,null,"2025-05-08",null,"","https://www.ospel.pl/sites/all/pliki/import/image/podtynk/sonata/ramki/r-1r_34.jpg","27.33.13.0","8536 90 01"]
[3821,"R-2R/38","Ramka podwójna",12.3,1,"szt","PLN","23%","",10,null,null,null,null,"5907577447649",null,null,"SONATA",null,null,"",null,10,null,"https://www.ospel.pl/sites/all/pliki/import/image/podtynk/sonata/srebro_mat/r-2r_38.jpg","https://www.ospel.pl/sites/all/pliki/import/image/rysunki/sonata/ramka_2.jpg",null,"Tworzywo poliwęglan","","",null,null,null,"SREBRO MAT",null,"0.042 kg","84 mm","155 mm","",null,null,"2025-05-08",null,"","https://www.ospel.pl/sites/all/pliki/import/image/podtynk/sonata/srebro_mat/r-2r_38.jpg","27.33.13.0","8536 90 01"]
[3826,"R-2RA/35","Ramka podwójna",173.7,1,"szt","PLN","23%","",5,null,null,null,null,"5907577447038",null,null,"SONATA",null,null,"",null,5,null,"https://www.ospel.pl/sites/all/pliki/import/image/podtynk/sonata/ramki/r-2r_35.jpg","https://www.ospel.pl/sites/all/pliki/import/image/rysunki/sonata/ramka_2.jpg",null,"Aluminium grubość 6mm","","",null,null,null,"ALUMINIUM",null,"0.132 kg","84 mm","155 mm","",null,null,"2025-05-08",null,"","https://www.ospel.pl/sites/all/pliki/import/image/podtynk/sonata/ramki/r-2r_35.jpg","27.33.13.0","8536 90 01"]
[3835,"R-2RGC/41/25","Ramka podwójna",115.1,1,"szt","PLN","23%","",5,null,null,null,null,"5907577450885",null,null,"SONATA",null,null,"",null,5,null,"https://www.ospel.pl/sites/all/pliki/import/image/podtynk/sonata/ramki/r-2rgc_41_25.jpg","https://www.ospel.pl/sites/all/pliki/import/image/rysunki/sonata/ramka_2.jpg",null,"Szkło+PC grubość 4mm","","",null,null,null,"SZARE SZKŁO",null,"0.113 kg","92 mm","163 mm","",null,null,"2025-05-08",null,"","https://www.ospel.pl/sites/all/pliki/import/image/podtynk/sonata/ramki/r-2rgc_41_25.jpg","27.33.13.0","8536 90 01"]
[3844,"R-3R/00","Ramka potrójna",13.2,1,"szt","PLN","23%","",10,null,null,null,null,"5907577444563",null,null,"SONATA",null,null,"",null,10,null,"https://www.ospel.pl/sites/all/pliki/import/image/podtynk/sonata/bialy/r-3r_00.jpg","https://www.ospel.pl/sites/all/pliki/import/image/rysunki/sonata/ramka_3.jpg",null,"Tworzywo poliwęglan","","",null,null,null,"BIAŁY",null,"0.06 kg","84 mm","226 mm","",null,null,"2025-05-08",null,"","https://www.ospel.pl/sites/all/pliki/import/image/podtynk/sonata/bialy/r-3r_00.jpg","27.33.13.0","8536 90 01"]
[3853,"R-3RAC/35/38","Ramka potrójna",170.2,1,"szt","PLN","23%","",5,null,null,null,null,"5907577450922",null,null,"SONATA",null,null,"",null,5,null,"https://www.ospel.pl/sites/all/pliki/import/image/podtynk/sonata/ramki/r-3rac_35_38.jpg","https://www.ospel.pl/sites/all/pliki/import/image/rysunki/sonata/ramka_3.jpg",null,"Aluminium+PC grubość 4mm","","",null,null,null,"ALUMINIUM",null,"0.166 kg","92 mm","234 mm","",null,null,"2025-05-08",null,"","https://www.ospel.pl/sites/all/pliki/import/image/podtynk/sonata/ramki/r-3rac_35_38.jpg","27.33.13.0","8536 90 01"]
[3861,"R-3RGC/41/25","Ramka potrójna",166.5,1,"szt","PLN","23%","",5,null,null,null,null,"5907577450915",null,null,"SONATA",null,null,"",null,5,null,"https://www.ospel.pl/sites/all/pliki/import/image/podtynk/sonata/ramki/r-3rgc_41_25.jpg","https://www.ospel.pl/sites/all/pliki/import/image/rysunki/sonata/ramka_3.jpg",null,"Szkło+PC grubość 4mm","","",null,null,null,"SZARE SZKŁO",null,"0.134 kg","92 mm","234 mm","",null,null,"2025-05-08",null,"","https://www.ospel.pl/sites/all/pliki/import/image/podtynk/sonata/ramki/r-3rgc_41_25.jpg","27.33.13.0","8536 90 01"]
[3870,"R-4R/00","Ramka poczwórna",17.399999999999999,1,"szt","PLN","23%","",10,null,null,null,null,"5907577444570",null,null,"SONATA",null,null,"",null,10,null,"https://www.ospel.pl/sites/all/pliki/import/image/podtynk/sonata/bialy/r-4r_00.jpg","https://www.ospel.pl/sites/all/pliki/import/image/rysunki/sonata/ramka_4.jpg",null,"Tworzywo poliwęglan","","",null,null,null,"BIAŁY",null,"0.078 kg","84 mm","297 mm","",null,null,"2025-05-08",null,"","https://www.ospel.pl/sites/all/pliki/import/image/podtynk/sonata/bialy/r-4r_00.jpg","27.33.13.0","8536 90 01"]
[3876,"R-4R/75","Ramka poczwórna",20.3,1,"szt","PLN","23%","",10,null,null,null,null,"5906729010052",null,null,"SONATA",null,null,"",null,10,null,"https://www.ospel.pl/sites/all/pliki/import/image/podtynk/sonata/bialy/r-4r_00.jpg","https://www.ospel.pl/sites/all/pliki/import/image/rysunki/sonata/ramka_4.jpg",null,"Tworzywo poliwęglan","","",null,null,null,"BIAŁY MAT",null,"0,0780 kg","84 mm","297 mm","",null,null,"2025-05-08",null,"","https://www.ospel.pl/sites/all/pliki/import/image/podtynk/sonata/bialy/r-4r_00.jpg","27.33.13.0","8536 90 01"]
[3887,"R-4RGC/41/25","Ramka poczwórna",198.1,1,"szt","PLN","23%","",5,null,null,null,null,"5907577450960",null,null,"SONATA",null,null,"",null,5,null,"https://www.ospel.pl/sites/all/pliki/import/image/podtynk/sonata/ramki/r-4rgc_41_25.jpg","https://www.ospel.pl/sites/all/pliki/import/image/rysunki/sonata/ramka_4.jpg",null,"Szkło+PC grubość 4mm","","",null,null,null,"SZARE SZKŁO",null,"0.202 kg","92 mm","305 mm","",null,null,"2025-05-08",null,"","https://www.ospel.pl/sites/all/pliki/import/image/podtynk/sonata/ramki/r-4rgc_41_25.jpg","27.33.13.0","8536 90 01"]
[3888,"R-4RGC/60/00","Ramka poczwórna",198.1,1,"szt","PLN","23%","",5,null,null,null,null,"5907577486068",null,null,"SONATA",null,null,"",null,5,null,"https://www.ospel.pl/sites/all/pliki/import/image/podtynk/sonata/ramki/r-4rgc_60_00.jpg","https://www.ospel.pl/sites/all/pliki/import/image/rysunki/sonata/ramka_4.jpg",null,"Szkło+PC grubość 4mm","","",null,null,null,"LIMONKA SZKŁO",null,"0.202 kg","92 mm","305 mm","",null,null,"2025-05-08",null,"","https://www.ospel.pl/sites/all/pliki/import/image/podtynk/sonata/ramki/r-4rgc_60_00.jpg","27.33.13.0","8536 90 01"]
[3897,"R-5R/27","Ramka pięciokrotna",21.9,1,"szt","PLN","23%","",10,null,null,null,null,"5907577445126",null,null,"SONATA",null,null,"",null,10,null,"https://www.ospel.pl/sites/all/pliki/import/image/podtynk/sonata/ecru/r-5r_27.jpg","https://www.ospel.pl/sites/all/pliki/import/image/rysunki/sonata/ramka_5.jpg",null,"Tworzywo poliwęglan","","",null,null,null,"ECRU",null,"0.096 kg","84 mm","368 mm","",null,null,"2025-05-08",null,"","https://www.ospel.pl/sites/all/pliki/import/image/podtynk/sonata/ecru/r-5r_27.jpg","27.33.13.0","8536 90 01"]
[3905,"R-5RAC/63/25","Ramka pięciokrotna",306.89999999999998,1,"szt","PLN","23%","",5,null,null,null,null,"5906729015873",null,null,"SONATA",null,null,"",null,5,null,"https://www.ospel.pl/sites/all/pliki/import/image/podtynk/sonata/ramki/r-5rac_63_25.jpg","https://www.ospel.pl/sites/all/pliki/import/image/rysunki/sonata/ramka_5.jpg",null,"Aluminium+PC grubość 4mm","","",null,null,null,"SZCZOTKOWANA SATYNA",null,"","92 mm","376 mm","",null,null,"2025-05-08",null,"","https://www.ospel.pl/sites/all/pliki/import/image/podtynk/sonata/ramki/r-5rac_63_25.jpg","27.33.13.0","8536 90 01"]
[3914,"RH-1R/00","Ramka pojedyncza do łączników IP-44",6.6,1,"szt","PLN","23%","",10,null,null,null,null,"5907577445713",null,null,"SONATA",null,null,"",null,10,null,"https://www.ospel.pl/sites/all/pliki/import/image/podtynk/sonata/bialy/rh-1r_00.jpg","https://www.ospel.pl/sites/all/pliki/import/image/rysunki/sonata/ramka_1.jpg",null,"Tworzywo poliwęglan","","",null,null,null,"BIAŁY",null,"0.024 kg","84 mm","84 mm","",null,null,"2025-05-08",null,"","https://www.ospel.pl/sites/all/pliki/import/image/podtynk/sonata/bialy/rh-1r_00.jpg","27.33.13.0","8536 90 01"]
[3923,"RH-2R/27","Ramka podwójna do łączników IP-44",10.3,1,"szt","PLN","23%","",10,null,null,null,null,"5907577445591",null,null,"SONATA",null,null,"",null,10,null,"https://www.ospel.pl/sites/all/pliki/import/image/podtynk/sonata/ecru/rh-2r_27.jpg","https://www.ospel.pl/sites/all/pliki/import/image/rysunki/sonata/ramka_2.jpg",null,"Tworzywo poliwęglan","","",null,null,null,"ECRU",null,"0.042 kg","84 mm","155 mm","",null,null,"2025-05-08",null,"","https://www.ospel.pl/sites/all/pliki/import/image/podtynk/sonata/ecru/rh-2r_27.jpg","27.33.13.0","8536 90 01"]
[3932,"RH-3R/33","Ramka potrójna do łączników IP-44",17.3,1,"szt","PLN","23%","",10,null,null,null,null,"5907577446918",null,null,"SONATA",null,null,"",null,10,null,"https://www.ospel.pl/sites/all/pliki/import/image/podtynk/sonata/czarny/rh-3r_33.jpg","https://www.ospel.pl/sites/all/pliki/import/image/rysunki/sonata/ramka_3.jpg",null,"Tworzywo poliwęglan","","",null,null,null,"CZARNY METALIK",null,"0.06 kg","84 mm","226 mm","",null,null,"2025-05-08",null,"","https://www.ospel.pl/sites/all/pliki/import/image/podtynk/sonata/czarny/rh-3r_33.jpg","27.33.13.0","8536 90 01"]
[3937,"RH-3R/82","Ramka potrójna do łączników IP-44",17.3,1,"szt","PLN","23%","",10,null,null,null,null,"5906729030333",null,null,"SONATA",null,null,"",null,10,null,"https://www.ospel.pl/sites/all/pliki/import/image/podtynk/sonata/kaszmir/rh-3r_82.jpg","https://www.ospel.pl/sites/all/pliki/import/image/rysunki/sonata/ramka_3.jpg",null,"Tworzywo poliwęglan","","",null,null,null,"KASZMIR",null,"0.06 kg","84 mm","226 mm","",null,null,"2025-05-08",null,"","https://www.ospel.pl/sites/all/pliki/import/image/podtynk/sonata/kaszmir/rh-3r_82.jpg","27.33.13.0","8536 90 01"]
[3949,"RH-5R/38","Ramka pięciokrotna do łączników IP-44",25.9,1,"szt","PLN","23%","",10,null,null,null,null,"5907577447748",null,null,"SONATA",null,null,"",null,10,null,"https://www.ospel.pl/sites/all/pliki/import/image/podtynk/sonata/srebro_mat/rh-5r_38.jpg","https://www.ospel.pl/sites/all/pliki/import/image/rysunki/sonata/ramka_5.jpg",null,"Tworzywo poliwęglan","","",null,null,null,"SREBRO MAT",null,"0.096 kg","84 mm","368 mm","",null,null,"2025-05-08",null,"","https://www.ospel.pl/sites/all/pliki/import/image/podtynk/sonata/srebro_mat/rh-5r_38.jpg","27.33.13.0","8536 90 01"]
[3950,"RH-5R/39","Ramka pięciokrotna do łączników IP-44",25.9,1,"szt","PLN","23%","",10,null,null,null,null,"5907577448424",null,null,"SONATA",null,null,"",null,10,null,"https://www.ospel.pl/sites/all/pliki/import/image/podtynk/sonata/szampan_zloty/rh-5r_39.jpg","https://www.ospel.pl/sites/all/pliki/import/image/rysunki/sonata/ramka_5.jpg",null,"Tworzywo poliwęglan","","",null,null,null,"SZAMPAŃSKI ZŁOTY",null,"0.096 kg","84 mm","368 mm","",null,null,"2025-05-08",null,"","https://www.ospel.pl/sites/all/pliki/import/image/podtynk/sonata/szampan_zloty/rh-5r_39.jpg","27.33.13.0","8536 90 01"]
[3964,"RTP-1RN/m/33","Regulator temperatury z czujnikiem napowietrznym",284.7,1,"szt","PLN","23%","",5,null,null,null,null,"5907577461201",null,null,"SONATA",null,null,"",null,5,null,"https://www.ospel.pl/sites/all/pliki/import/image/podtynk/sonata/czarny/rtp-1r_m_33.jpg","https://www.ospel.pl/sites/all/pliki/import/image/rysunki/sonata/regulator_temperatury.jpg",null,"zaciski gwintowe","","Tylko na zamówienie",null,null,null,"CZARNY METALIK",null,"0.1025 kg","71 mm","71 mm","31 mm",null,null,"2025-05-08",null,"","https://www.ospel.pl/sites/all/pliki/import/image/podtynk/sonata/czarny/rtp-1r_m_33.jpg","27.33.13.0","8536 50 05"]
[3967,"RTP-1RN/m/40","Regulator temperatury z czujnikiem napowietrznym",284.7,1,"szt","PLN","23%","",5,null,null,null,null,"5907577461232",null,null,"SONATA",null,null,"",null,5,null,"https://www.ospel.pl/sites/all/pliki/import/image/podtynk/sonata/czek_metalik/rtp-1r_m_40.jpg","https://www.ospel.pl/sites/all/pliki/import/image/rysunki/sonata/regulator_temperatury.jpg",null,"zaciski gwintowe","","Tylko na zamówienie",null,null,null,"CZEKOLADOWY METALIK",null,"0.1025 kg","71 mm","71 mm","31 mm",null,null,"2025-05-08",null,"","https://www.ospel.pl/sites/all/pliki/import/image/podtynk/sonata/czek_metalik/rtp-1r_m_40.jpg","27.33.13.0","8536 50 05"]
[3976,"Z-1R/m/75","Zaślepka",14.7,1,"szt","PLN","23%","",10,null,null,null,null,"5906729024325",null,null,"SONATA",null,null,"",null,10,null,"https://www.ospel.pl/sites/all/pliki/import/image/podtynk/sonata/bialy/z-1r_m_00.jpg","",null,"Montaż do puszek fi 60","","",null,null,null,"BIAŁY MAT",null,"0,0450 kg","71 mm","71 mm","22 mm",null,null,"2025-05-08",null,"","https://www.ospel.pl/sites/all/pliki/import/image/podtynk/sonata/bialy/z-1r_m_00.jpg","27.12.23.0","8536 90 01"]
[3985,"GP-1RMZP/m/44","Gniazdo pojedyncze z uziemieniem z przesłonami torów prądowych",96.9,1,"szt","PLN","23%","",4,null,null,null,null,"5907577462277",null,null,"SONATA NOWE SREBRO",null,null,"",null,4,null,"https://www.ospel.pl/sites/all/pliki/import/image/podtynk/sonata_nowe_srebro/gp-1rmzp_m_44.jpg","",null,"16A/250~, IP-20, zaciski gwintowe","","",null,null,null,"NOWE SREBRO",null,"0.117 kg","71 mm","71 mm","26 mm",null,null,"2025-05-08",null,"","https://www.ospel.pl/sites/all/pliki/import/image/podtynk/sonata_nowe_srebro/gp-1rmzp_m_44.jpg","27.33.13.0","8536 69 90"]
[3989,"GPA-16RMP/m/44","Gniazdo RTV przelotowe 16-dB",127.3,1,"szt","PLN","23%","",4,null,null,null,null,"5907577471231",null,null,"SONATA NOWE SREBRO",null,null,"",null,4,null,"https://www.ospel.pl/sites/all/pliki/import/image/podtynk/sonata_nowe_srebro/gpa-rm_m_44.jpg","",null,"Współczynnik tłumienia 16dB","","",null,null,null,"NOWE SREBRO",null,"0.114 kg","71 mm","71 mm","26 mm",null,null,"2025-05-08",null,"","https://www.ospel.pl/sites/all/pliki/import/image/podtynk/sonata_nowe_srebro/gpa-rm_m_44.jpg","26.40.52.0","8517 18 00"]
[4002,"ŁP-5RMS/m/44","Łącznik zwierny \"światło\" z podświetleniem niebieskim",103.1,1,"szt","PLN","23%","",4,null,null,null,null,"5907577471354",null,null,"SONATA NOWE SREBRO",null,null,"",null,4,null,"https://www.ospel.pl/sites/all/pliki/import/image/podtynk/sonata_nowe_srebro/lp-5rms_m_44.jpg","",null,"10AX250~, IP-20, zaciski bezgwintowe","","",null,null,null,"NOWE SREBRO",null,"0.084 kg","71 mm","71 mm","26 mm",null,null,"2025-05-08",null,"","https://www.ospel.pl/sites/all/pliki/import/image/podtynk/sonata_nowe_srebro/lp-5rms_m_44.jpg","27.33.11.0","8536 50 07"]
[4011,"R-4RM/44","Ramka poczwórna",172.7,1,"szt","PLN","23%","",5,null,null,null,null,"5907577477776",null,null,"SONATA NOWE SREBRO",null,null,"",null,5,null,"https://www.ospel.pl/sites/all/pliki/import/image/podtynk/sonata_nowe_srebro/r-4rm_44.jpg","",null,"","","",null,null,null,"NOWE SREBRO",null,"0.148 kg","84 mm","297 mm","",null,null,"2025-05-08",null,"","https://www.ospel.pl/sites/all/pliki/import/image/podtynk/sonata_nowe_srebro/r-4rm_44.jpg","27.33.13.0","8536 90 01"]
[4012,"GP-1RM/m/37","Gniazdo pojedyncze",85.7,1,"szt","PLN","23%","",4,null,null,null,null,"5907577450045",null,null,"SONATA STAL INOX",null,null,"",null,4,null,"https://www.ospel.pl/sites/all/pliki/import/image/podtynk/sonata_stal_inox/gp-1rm_m_37.jpg","",null,"16A/250~, IP-20, zaciski gwintowe","","",null,null,null,"STAL INOX",null,"0.085 kg","71 mm","71 mm","26 mm",null,null,"2025-05-08",null,"","https://www.ospel.pl/sites/all/pliki/import/image/podtynk/sonata_stal_inox/gp-1rm_m_37.jpg","27.33.13.0","8536 69 90"]
[4025,"GPA-RMK/m/37","Gniazdo RTV końcowe",109.1,1,"szt","PLN","23%","",4,null,null,null,null,"5907577450151",null,null,"SONATA STAL INOX",null,null,"",null,4,null,"https://www.ospel.pl/sites/all/pliki/import/image/podtynk/sonata_stal_inox/gpa-10rmp_m_37.jpg","",null,"Współczynnik tłumienia 2,5-3dB","","",null,null,null,"STAL INOX",null,"0.114 kg","71 mm","71 mm","26 mm",null,null,"2025-05-08",null,"","https://www.ospel.pl/sites/all/pliki/import/image/podtynk/sonata_stal_inox/gpa-10rmp_m_37.jpg","26.40.52.0","8517 18 00"]
[4029,"GPT-2RMN/m/37","Gniazdo telefoniczne podwójne niezależne",176.2,1,"szt","PLN","23%","",4,null,null,null,null,"5907577450168",null,null,"SONATA STAL INOX",null,null,"",null,4,null,"https://www.ospel.pl/sites/all/pliki/import/image/podtynk/sonata_stal_inox/gpt-2rm_m_37.jpg","",null,"Zaciski gwintowe","","",null,null,null,"STAL INOX",null,"0.08 kg","71 mm","71 mm","22 mm",null,null,"2025-05-08",null,"","https://www.ospel.pl/sites/all/pliki/import/image/podtynk/sonata_stal_inox/gpt-2rm_m_37.jpg","26.30.30.0","8517 18 00"]
[4038,"ŁP-7RMBS/m/37","Łącznik żaluzjowy z podświetleniem niebieskim z blokadą mechaniczną",169.9,1,"szt","PLN","23%","",4,null,null,null,null,"5907577479220",null,null,"SONATA STAL INOX",null,null,"",null,4,null,"https://www.ospel.pl/sites/all/pliki/import/image/podtynk/sonata_stal_inox/lp-7rms_m_37.jpg","",null,"10AX250~, IP-20, zaciski bezgwintowe","","",null,null,null,"STAL INOX",null,"0.091 kg","71 mm","71 mm","26 mm",null,null,"2025-05-08",null,"","https://www.ospel.pl/sites/all/pliki/import/image/podtynk/sonata_stal_inox/lp-7rms_m_37.jpg","27.33.11.0","8536 50 07"]
[4048,"ŁPD-13RS/m/78","Łącznik dotykowy potrójny z podświetleniem",207.2,1,"szt","PLN","23%","",5,null,null,null,null,"5906729028040",null,null,"SONATA TOUCH",null,null,"",null,5,null,"https://www.ospel.pl/sites/all/pliki/import/image/podtynk/sonata_touch/lpd-13rs_m_78.jpg","",null,"110-230V~, 50-60Hz, zaciski gwintowe","","",null,null,null,"BIAŁE SZKŁO SZRONIONE",null,"","71 mm","71 mm","28 mm",null,null,"2025-05-08",null,"","https://www.ospel.pl/sites/all/pliki/import/image/podtynk/sonata_touch/lpd-13rs_m_78.jpg","27.33.11.0","8536 50 07"]
[4055,"ŁPD-1RS/m/32","Łącznik dotykowy jednobiegunowy z podświetleniem",161.4,1,"szt","PLN","23%","",5,null,null,null,null,"5906729009414",null,null,"SONATA TOUCH",null,null,"",null,5,null,"https://www.ospel.pl/sites/all/pliki/import/image/podtynk/sonata_touch/lpd-1rs_m_32.jpg","",null,"110-230V~, 50-60Hz, zaciski gwintowe","","",null,null,null,"CZARNE SZKŁO",null,"0.114 kg","71 mm","71 mm","28 mm",null,null,"2025-05-08",null,"","https://www.ospel.pl/sites/all/pliki/import/image/podtynk/sonata_touch/lpd-1rs_m_32.jpg","27.33.11.0","8536 50 07"]
[4064,"ŁPD-25RS/m/78","Łącznik dotykowy schodowy/krzyżowy z podświetleniem",181,1,"szt","PLN","23%","",5,null,null,null,null,"5906729027944",null,null,"SONATA TOUCH",null,null,"",null,5,null,"https://www.ospel.pl/sites/all/pliki/import/image/podtynk/sonata_touch/lpd-25rs_m_78.jpg","",null,"110-230V~, 50-60Hz, zaciski gwintowe","","",null,null,null,"BIAŁE SZKŁO SZRONIONE",null,"0.114 kg","71 mm","71 mm","28 mm",null,null,"2025-05-08",null,"","https://www.ospel.pl/sites/all/pliki/import/image/podtynk/sonata_touch/lpd-25rs_m_78.jpg","27.33.11.0","8536 50 07"]
[4073,"ŁPD-2RS/m/79","Łącznik dotykowy dwugrupowy świecznikowy z podświetleniem",175.5,1,"szt","PLN","23%","",5,null,null,null,null,"5906729027937",null,null,"SONATA TOUCH",null,null,"",null,5,null,"https://www.ospel.pl/sites/all/pliki/import/image/podtynk/sonata_touch/lpd-2rs_m_79.jpg","",null,"110-230V~, 50-60Hz, zaciski gwintowe","","",null,null,null,"CZARNE SZKŁO SZRONIONE",null,"0.118 kg","71 mm","71 mm","28 mm",null,null,"2025-05-08",null,"","https://www.ospel.pl/sites/all/pliki/import/image/podtynk/sonata_touch/lpd-2rs_m_79.jpg","27.33.11.0","8536 50 07"]
[4080,"ŁPDT-1RS/m/78","Łącznik dotykowy jednobiegunowy z podświetleniem + wi-fi",180,1,"szt","PLN","23%","",5,null,null,null,null,"5906729034997",null,null,"SONATA TOUCH",null,null,"",null,5,null,"https://www.ospel.pl/sites/all/pliki/import/image/podtynk/sonata_touch/lpd-1rs_m_78.jpg","",null,"110-230V~, 50-60Hz, zaciski gwintowe","","",null,null,null,"BIAŁE SZKŁO SZRONIONE",null,"","","","",null,null,"2025-05-08",null,"","","27.33.11.0","8536 50 07"]
[4082,"ŁPDT-2RS/m/31","Łącznik dotykowy dwugrupowy świecznikowy z podświetleniem + wi-fi",193,1,"szt","PLN","23%","",5,null,null,null,null,"5906729009568",null,null,"SONATA TOUCH",null,null,"",null,5,null,"https://www.ospel.pl/sites/all/pliki/import/image/podtynk/sonata_touch/lpd-2rs_m_31.jpg","",null,"110-230V~, 50-60Hz, zaciski gwintowe","","",null,null,null,"BIAŁE SZKŁO",null,"","","","",null,null,"2025-05-08",null,"","","27.33.11.0","8536 50 07"]
[4091,"K-1RB/27","Klawisz łącznika bezprzewodowego dwukanałowego",10.1,1,"szt","PLN","23%","",20,null,null,null,null,"5906729008332",null,null,"STEROWANIE BEZPRZEWODOWE",null,null,"",null,20,null,"https://www.ospel.pl/sites/all/pliki/import/image/podtynk/sterowanie/k-1rb_27.jpg","",null,"","","",null,null,null,"ECRU",null,"","57 mm","57 mm","",null,null,"2025-05-08",null,"","https://www.ospel.pl/sites/all/pliki/import/image/podtynk/sterowanie/k-1rb_27.jpg","27.12.40.0","8536 90 01"]
[4100,"K-2RB/40","Klawisz łącznika bezprzewodowego czterokanałowego",19.2,1,"kpl","PLN","23%","",20,null,null,null,null,"5906729015576",null,null,"STEROWANIE BEZPRZEWODOWE",null,null,"",null,20,null,"https://www.ospel.pl/sites/all/pliki/import/image/podtynk/sterowanie/k-2rb_40.jpg","",null,"","","",null,null,null,"CZEKOLADOWY METALIK",null,"","","","",null,null,"2025-05-08",null,"","https://www.ospel.pl/sites/all/pliki/import/image/podtynk/sterowanie/k-2rb_40.jpg","27.12.40.0","8536 90 01"]
[4109,"GG-1Z/m/18","Gniazdo głośnikowe pojedyncze",35.700000000000003,1,"szt","PLN","23%","",10,null,null,null,null,"5906729015163",null,null,"SZAFIR",null,null,"",null,10,null,"https://www.ospel.pl/sites/all/pliki/import/image/podtynk/szafir/srebrny/gg-1z_m_18.jpg","https://www.ospel.pl/sites/all/pliki/import/image/rysunki/szafir/gniazdo_glos.pdf",null,"Przyłączalność przewodów 0,75mm2","","",null,null,null,"SREBRO",null,"0.03200000 kg","75 mm","75 mm","19 mm",null,null,"2025-05-08",null,"","https://www.ospel.pl/sites/all/pliki/import/image/podtynk/szafir/srebrny/gg-1z_m_18.jpg","26.40.52.0","8517 18 00"]
[4117,"GGN-1Z/m/18","Gniazdo głośnikowe pojedyncze",39,1,"szt","PLN","23%","",10,null,null,null,null,"5906729015248",null,null,"SZAFIR",null,null,"",null,10,null,"https://www.ospel.pl/sites/all/pliki/import/image/podtynk/szafir/srebrny/ggn-1z_m_18.jpg","https://www.ospel.pl/sites/all/pliki/import/image/rysunki/szafir/gniazdo_glos.pdf",null,"Przyłączalność przewodów 6mm2","","",null,null,null,"SREBRO",null,"0.05200000 kg","75 mm","75 mm","19 mm",null,null,"2025-05-08",null,"","https://www.ospel.pl/sites/all/pliki/import/image/podtynk/szafir/srebrny/ggn-1z_m_18.jpg","26.40.52.0","8517 18 00"]
[4126,"GP-1ZP/m/33","Gniazdo pojedyncze z przesłonami torów prądowych",18.100000000000001,1,"szt","PLN","23%","",10,null,null,null,null,"5906729013473",null,null,"SZAFIR",null,null,"",null,10,null,"https://www.ospel.pl/sites/all/pliki/import/image/podtynk/szafir/czarny/gp-1zp_m_33.jpg","https://www.ospel.pl/sites/all/pliki/import/image/rysunki/szafir/gniazdo_poj.pdf",null,"16A 250V~, IP20, zaciski gwintowe","","",null,null,null,"CZARNY METALIK",null,"0.05100000 kg","75 mm","75 mm","27 mm",null,null,"2025-05-08",null,"","https://www.ospel.pl/sites/all/pliki/import/image/podtynk/szafir/czarny/gp-1zp_m_33.jpg","27.33.13.0","8536 69 90"]
[4132,"GP-1ZSP/m/00","Gniazdo pojedyncze z uziemieniem schuko z przesłonami torów prądowych",14.9,1,"szt","PLN","23%","",10,null,null,null,null,"5906729011905",null,null,"SZAFIR",null,null,"",null,10,null,"https://www.ospel.pl/sites/all/pliki/import/image/podtynk/szafir/bialy/gp-1zsp_m_00.jpg","https://www.ospel.pl/sites/all/pliki/import/image/rysunki/szafir/gniazdo_poj.pdf",null,"16A 250V~, IP20, zaciski gwintowe","","",null,null,null,"BIAŁY",null,"0.05800000 kg","75 mm","75 mm","31 mm",null,null,"2025-05-08",null,"","https://www.ospel.pl/sites/all/pliki/import/image/podtynk/szafir/bialy/gp-1zsp_m_00.jpg","27.33.13.0","8536 69 90"]
[4135,"GP-1ZSP/m/70","Gniazdo pojedyncze z uziemieniem schuko z przesłonami torów prądowych",21.2,1,"szt","PLN","23%","",10,null,null,null,null,"5906729014364",null,null,"SZAFIR",null,null,"",null,10,null,"https://www.ospel.pl/sites/all/pliki/import/image/podtynk/szafir/szary_mat/gp-1zsp_m_70.jpg","https://www.ospel.pl/sites/all/pliki/import/image/rysunki/szafir/gniazdo_poj.pdf",null,"16A 250V~, IP20, zaciski gwintowe","","",null,null,null,"SZARY MAT",null,"0.05800000 kg","75 mm","75 mm","31 mm",null,null,"2025-05-08",null,"","https://www.ospel.pl/sites/all/pliki/import/image/podtynk/szafir/szary_mat/gp-1zsp_m_70.jpg","27.33.13.0","8536 69 90"]
[4144,"GP-1ZZP/m/18","Gniazdo pojedyncze z uziemieniem z przesłonami torów prądowych",18.399999999999999,1,"szt","PLN","23%","",10,null,null,null,null,"5906729012674",null,null,"SZAFIR",null,null,"",null,10,null,"https://www.ospel.pl/sites/all/pliki/import/image/podtynk/szafir/srebrny/gp-1zzp_m_18.jpg","https://www.ospel.pl/sites/all/pliki/import/image/rysunki/szafir/gniazdo_poj.pdf",null,"16A 250V~, IP20, zaciski gwintowe","","",null,null,null,"SREBRO",null,"0.05600000 kg","75 mm","75 mm","27 mm",null,null,"2025-05-08",null,"","https://www.ospel.pl/sites/all/pliki/import/image/podtynk/szafir/srebrny/gp-1zzp_m_18.jpg","27.33.13.0","8536 69 90"]
[4153,"GP-2Z/33","Gniazdo podwójne kompletne z ramką",19.100000000000001,1,"szt","PLN","23%","",10,null,null,null,null,"5906729013596",null,null,"SZAFIR",null,null,"",null,10,null,"https://www.ospel.pl/sites/all/pliki/import/image/podtynk/szafir/czarny/gp-2z_33.jpg","https://www.ospel.pl/sites/all/pliki/import/image/rysunki/szafir/gniazdo_pod.pdf",null,"16A 250V~, IP20, zaciski gwintowe","","",null,null,null,"CZARNY METALIK",null,"","75 mm","75 mm","26 mm",null,null,"2025-05-08",null,"","https://www.ospel.pl/sites/all/pliki/import/image/podtynk/szafir/czarny/gp-2z_33.jpg","27.33.13.0","8536 69 90"]
[4161,"GP-2ZR/m/33","Gniazdo podwójne moduł bez ramki",18.7,1,"szt","PLN","23%","",10,null,null,null,null,"5906729013619",null,null,"SZAFIR",null,null,"",null,10,null,"https://www.ospel.pl/sites/all/pliki/import/image/podtynk/szafir/czarny/gp-2zr_m_33.jpg","https://www.ospel.pl/sites/all/pliki/import/image/rysunki/szafir/gniazda_ramka.pdf",null,"16A 250V~, IP20, zaciski gwintowe","","",null,null,null,"CZARNY METALIK",null,"0.05600000 kg","75 mm","75 mm","23 mm",null,null,"2025-05-08",null,"","https://www.ospel.pl/sites/all/pliki/import/image/podtynk/szafir/czarny/gp-2zr_m_33.jpg","27.33.13.0","8536 69 90"]
[4170,"GP-2ZRZP/m/70","Gniazdo podwójne z uziemieniem z przesłonami torów prądowych, moduł bez ramki",22.5,1,"szt","PLN","23%","",10,null,null,null,null,"5906729014333",null,null,"SZAFIR",null,null,"",null,10,null,"https://www.ospel.pl/sites/all/pliki/import/image/podtynk/szafir/szary_mat/gp-2zrzp_m_70.jpg","https://www.ospel.pl/sites/all/pliki/import/image/rysunki/szafir/gniazdo_ramka.pdf",null,"16A 250V~, IP20, zaciski gwintowe","","",null,null,null,"SZARY MAT",null,"0.06500000 kg","75 mm","75 mm","23 mm",null,null,"2025-05-08",null,"","https://www.ospel.pl/sites/all/pliki/import/image/podtynk/szafir/szary_mat/gp-2zrzp_m_70.jpg","27.33.13.0","8536 69 90"]
[4179,"GP-2ZZ/00","Gniazdo podwójne z uziemieniem kompletne z ramką",13.2,1,"szt","PLN","23%","",10,null,null,null,null,"5906729011967",null,null,"SZAFIR",null,null,"",null,10,null,"https://www.ospel.pl/sites/all/pliki/import/image/podtynk/szafir/bialy/gp-2zz_00.jpg","https://www.ospel.pl/sites/all/pliki/import/image/rysunki/szafir/gniazdo_pod.pdf",null,"16A 250V~, IP20, zaciski gwintowe","","",null,null,null,"BIAŁY",null,"","75 mm","75 mm","26 mm",null,null,"2025-05-08",null,"","https://www.ospel.pl/sites/all/pliki/import/image/podtynk/szafir/bialy/gp-2zz_00.jpg","27.33.13.0","8536 69 90"]
[4188,"GP-3Z/m/18","Gniazdo potrójne EURO",24.6,1,"szt","PLN","23%","",10,null,null,null,null,"5906729012827",null,null,"SZAFIR",null,null,"",null,10,null,"https://www.ospel.pl/sites/all/pliki/import/image/podtynk/szafir/srebrny/gp-3z_m_18.jpg","https://www.ospel.pl/sites/all/pliki/import/image/rysunki/szafir/gniazdo_potrojne.pdf",null,"2,5A 250V~, IP20, zaciski gwintowe","","",null,null,null,"SREBRO",null,"0.05200000 kg","75 mm","75 mm","22 mm",null,null,"2025-05-08",null,"","https://www.ospel.pl/sites/all/pliki/import/image/podtynk/szafir/srebrny/gp-3z_m_18.jpg","27.33.13.0","8536 69 90"]
[4193,"GPA-10ZP/m/33","Gniazdo RTV przelotowe 10-dB",55.3,1,"szt","PLN","23%","",10,null,null,null,null,"5906729013671",null,null,"SZAFIR",null,null,"",null,10,null,"https://www.ospel.pl/sites/all/pliki/import/image/podtynk/szafir/czarny/gpa-zk_m_33.jpg","https://www.ospel.pl/sites/all/pliki/import/image/rysunki/szafir/gniazdo_rtv.pdf",null,"Współczynnik tłumienia 10dB","","",null,null,null,"CZARNY METALIK",null,"0.09200000 kg","75 mm","75 mm","29 mm",null,null,"2025-05-08",null,"","https://www.ospel.pl/sites/all/pliki/import/image/podtynk/szafir/czarny/gpa-zk_m_33.jpg","26.40.52.0","8517 18 00"]
[4197,"GPA-10ZPZ/m/33","Gniazdo RTV zakończeniowe 10-dB",55.3,1,"szt","PLN","23%","",10,null,null,null,null,"5906729013688",null,null,"SZAFIR",null,null,"",null,10,null,"https://www.ospel.pl/sites/all/pliki/import/image/podtynk/szafir/czarny/gpa-zk_m_33.jpg","https://www.ospel.pl/sites/all/pliki/import/image/rysunki/szafir/gniazdo_rtv.pdf",null,"Współczynnik tłumienia 10dB","","",null,null,null,"CZARNY METALIK",null,"0.09100000 kg","75 mm","75 mm","29 mm",null,null,"2025-05-08",null,"","https://www.ospel.pl/sites/all/pliki/import/image/podtynk/szafir/czarny/gpa-zk_m_33.jpg","26.40.52.0","8517 18 00"]
[4206,"GPA-16ZP/m/70","Gniazdo RTV przelotowe 16-dB",55.3,1,"szt","PLN","23%","",10,null,null,null,null,"5906729014524",null,null,"SZAFIR",null,null,"",null,10,null,"https://www.ospel.pl/sites/all/pliki/import/image/podtynk/szafir/szary_mat/gpa-zk_m_70.jpg","https://www.ospel.pl/sites/all/pliki/import/image/rysunki/szafir/gniazdo_rtv.pdf",null,"Współczynnik tłumienia 16dB","","",null,null,null,"SZARY MAT",null,"0.09300000 kg","75 mm","75 mm","29 mm",null,null,"2025-05-08",null,"","https://www.ospel.pl/sites/all/pliki/import/image/podtynk/szafir/szary_mat/gpa-zk_m_70.jpg","26.40.52.0","8517 18 00"]
[4216,"GPA-Z2S/m/18","Gniazdo RTV-SAT z dwoma wyjściami SAT",94.5,1,"szt","PLN","23%","",10,null,null,null,null,"5906729012933",null,null,"SZAFIR",null,null,"",null,10,null,"https://www.ospel.pl/sites/all/pliki/import/image/podtynk/szafir/srebrny/gpa-z2s_m_18.jpg","https://www.ospel.pl/sites/all/pliki/import/image/rysunki/szafir/gniazdo_rtv.pdf",null,"Współczynnik tłumienia 1,5dB","","",null,null,null,"SREBRO",null,"0.09500000 kg","75 mm","75 mm","29 mm",null,null,"2025-05-08",null,"","https://www.ospel.pl/sites/all/pliki/import/image/podtynk/szafir/srebrny/gpa-z2s_m_18.jpg","26.40.52.0","8517 18 00"]
[4223,"GPA-ZK/m/00","Gniazdo RTV końcowe",49.3,1,"szt","PLN","23%","",10,null,null,null,null,"5906729012070",null,null,"SZAFIR",null,null,"",null,10,null,"https://www.ospel.pl/sites/all/pliki/import/image/podtynk/szafir/bialy/gpa-zk_m_00.jpg","https://www.ospel.pl/sites/all/pliki/import/image/rysunki/szafir/gniazdo_rtv.pdf",null,"Współczynnik tłumienia 2,5-3dB","","",null,null,null,"BIAŁY",null,"0.09100000 kg","75 mm","75 mm","29 mm",null,null,"2025-05-08",null,"","https://www.ospel.pl/sites/all/pliki/import/image/podtynk/szafir/bialy/gpa-zk_m_00.jpg","26.40.52.0","8517 18 00"]
[4232,"GPA-ZSP/m/18","Gniazdo RTV-SAT przelotowe",98.2,1,"szt","PLN","23%","",10,null,null,null,null,"5906729012919",null,null,"SZAFIR",null,null,"",null,10,null,"https://www.ospel.pl/sites/all/pliki/import/image/podtynk/szafir/srebrny/gpa-zsp_m_18.jpg","https://www.ospel.pl/sites/all/pliki/import/image/rysunki/szafir/gniazdo_rtv.pdf",null,"Współczynnik tłumienia 1,2dB","","",null,null,null,"SREBRO",null,"0.09600000 kg","75 mm","75 mm","29 mm",null,null,"2025-05-08",null,"","https://www.ospel.pl/sites/all/pliki/import/image/podtynk/szafir/srebrny/gpa-zsp_m_18.jpg","26.40.52.0","8517 18 00"]
[4241,"GPE-2Z/m/33","Gniazdo ekwipotencjalne podwójne",91.4,1,"szt","PLN","23%","",10,null,null,null,null,"5906729015330",null,null,"SZAFIR",null,null,"",null,10,null,"https://www.ospel.pl/sites/all/pliki/import/image/podtynk/szafir/czarny/gpe-2z_m_33.jpg","",null,"","","",null,null,null,"CZARNY METALIK",null,"0.06200000 kg","75 mm","75 mm","22 mm",null,null,"2025-05-08",null,"","https://www.ospel.pl/sites/all/pliki/import/image/podtynk/szafir/czarny/gpe-2z_m_33.jpg","","8536 90 10"]
[4245,"GPH-1ZSP/m/00/d","Gniazdo bryzgoszczelne z uziemieniem schuko IP-44 wieczko przezroczyste z przesłonami torów prądowych",20.9,1,"szt","PLN","23%","",10,null,null,null,null,"5906729011943",null,null,"SZAFIR",null,null,"",null,10,null,"https://www.ospel.pl/sites/all/pliki/import/image/podtynk/szafir/bialy/gph-1zsp_m_00_d.jpg","https://www.ospel.pl/sites/all/pliki/import/image/rysunki/szafir/gniazdo_ip-44.pdf",null,"16A/250~, IP-44, zaciski gwintowe","","",null,null,null,"BIAŁY",null,"0.07100000 kg","75 mm","75 mm","27 mm",null,null,"2025-05-08",null,"","https://www.ospel.pl/sites/all/pliki/import/image/podtynk/szafir/bialy/gph-1zsp_m_00_d.jpg","27.33.13.0","8536 69 90"]
[4258,"GPH-1ZZP/m/33/d","Gniazdo bryzgoszczelne z uziemieniem IP-44 z przesłonami torów prądowych wieczko przezroczyste",27.5,1,"szt","PLN","23%","",10,null,null,null,null,"5906729013565",null,null,"SZAFIR",null,null,"",null,10,null,"https://www.ospel.pl/sites/all/pliki/import/image/podtynk/szafir/czarny/gph-1zzp_m_33_d.jpg","https://www.ospel.pl/sites/all/pliki/import/image/rysunki/szafir/gniazdo_ip-44.pdf",null,"16A/250~, IP-44, zaciski gwintowe","","",null,null,null,"CZARNY METALIK",null,"0.06900000 kg","75 mm","75 mm","27 mm",null,null,"2025-05-08",null,"","https://www.ospel.pl/sites/all/pliki/import/image/podtynk/szafir/czarny/gph-1zzp_m_33_d.jpg","27.33.13.0","8536 69 90"]
[4259,"GPH-1ZZP/m/70/d","Gniazdo bryzgoszczelne z uziemieniem IP-44 z przesłonami torów prądowych wieczko przezroczyste",27.5,1,"szt","PLN","23%","",10,null,null,null,null,"5906729014388",null,null,"SZAFIR",null,null,"",null,10,null,"https://www.ospel.pl/sites/all/pliki/import/image/podtynk/szafir/szary_mat/gph-1zzp_m_70_d.jpg","https://www.ospel.pl/sites/all/pliki/import/image/rysunki/szafir/gniazdo_ip-44.pdf",null,"16A/250~, IP-44, zaciski gwintowe","","",null,null,null,"SZARY MAT",null,"0.06900000 kg","75 mm","75 mm","27 mm",null,null,"2025-05-08",null,"","https://www.ospel.pl/sites/all/pliki/import/image/podtynk/szafir/szary_mat/gph-1zzp_m_70_d.jpg","27.33.13.0","8536 69 90"]
[4268,"GPK-1ZS/p/00","Obudowa gniazda pojedynczego typu Keystone skośna",10.4,1,"szt","PLN","23%","",10,null,null,null,null,"5906729015033",null,null,"SZAFIR",null,null,"",null,10,null,"https://www.ospel.pl/sites/all/pliki/import/image/podtynk/szafir/bialy/gpk-1zs_p_00.jpg","",null,"","","",null,null,null,"BIAŁY",null,"","75 mm","75 mm","19 mm",null,null,"2025-05-08",null,"","https://www.ospel.pl/sites/all/pliki/import/image/podtynk/szafir/bialy/gpk-1zs_p_00.jpg","26.30.30.0","8517 18 00"]
[4277,"GPK-2Z/p/18","Obudowa gniazda podwójnego typu Keystone prosta",15.1,1,"szt","PLN","23%","",10,null,null,null,null,"5906729015088",null,null,"SZAFIR",null,null,"",null,10,null,"https://www.ospel.pl/sites/all/pliki/import/image/podtynk/szafir/srebrny/gpa-2z_p_18.jpg","",null,"","","",null,null,null,"SREBRO",null,"","75 mm","75 mm","22 mm",null,null,"2025-05-08",null,"","https://www.ospel.pl/sites/all/pliki/import/image/podtynk/szafir/srebrny/gpa-2z_p_18.jpg","26.30.30.0","8517 18 00"]
[4285,"GPPK-1Z/m/18","Przyłącz kablowy",26.8,1,"szt","PLN","23%","",10,null,null,null,null,"5906729015361",null,null,"SZAFIR",null,null,"",null,10,null,"https://www.ospel.pl/sites/all/pliki/import/image/podtynk/szafir/srebrny/gppk-1z_m_18.jpg","",null,"5x4mm2 zaciski gwintowe","","",null,null,null,"SREBRO",null,"0.05100000 kg","75 mm","75 mm","19 mm",null,null,"2025-05-08",null,"","https://www.ospel.pl/sites/all/pliki/import/image/podtynk/szafir/srebrny/gppk-1z_m_18.jpg","27.33.13.0","8536 90 10"]
[4294,"GPT-2ZN/m/33","Gniazdo telefoniczne podwójne niezależne",52.8,1,"szt","PLN","23%","",10,null,null,null,null,"5906729013794",null,null,"SZAFIR",null,null,"",null,10,null,"https://www.ospel.pl/sites/all/pliki/import/image/podtynk/szafir/czarny/gpt-2zn_m_33.jpg","https://www.ospel.pl/sites/all/pliki/import/image/rysunki/szafir/gniazdo_tel_komp.pdf",null,"Złącze IDC","","",null,null,null,"CZARNY METALIK",null,"0.04300000 kg","75 mm","75 mm","22 mm",null,null,"2025-05-08",null,"","https://www.ospel.pl/sites/all/pliki/import/image/podtynk/szafir/czarny/gpt-2zn_m_33.jpg","26.30.30.0","8517 18 00"]
[4300,"ŁP-10Z/m/00","Łącznik podwójny schodowy",30.6,1,"szt","PLN","23%","",10,null,null,null,null,"5906729011745",null,null,"SZAFIR",null,null,"",null,10,null,"https://www.ospel.pl/sites/all/pliki/import/image/podtynk/szafir/bialy/lp-10z_m_00.jpg","https://www.ospel.pl/sites/all/pliki/import/image/rysunki/szafir/lacznik.pdf",null,"10AX250V~, IP20, zaciski bezgwintowe","","",null,null,null,"BIAŁY",null,"0.04900000 kg","75 mm","75 mm","21 mm",null,null,"2025-05-08",null,"","https://www.ospel.pl/sites/all/pliki/import/image/podtynk/szafir/bialy/lp-10z_m_00.jpg","27.33.11.0","8536 50 07"]
[4311,"ŁP-11Z/m/70","Łącznik dwubiegunowy",27.1,1,"szt","PLN","23%","",10,null,null,null,null,"5906729014159",null,null,"SZAFIR",null,null,"",null,10,null,"https://www.ospel.pl/sites/all/pliki/import/image/podtynk/szafir/szary_mat/lp-11z_m_70.jpg","https://www.ospel.pl/sites/all/pliki/import/image/rysunki/szafir/lacznik.pdf",null,"10AX250V~, IP20, zaciski bezgwintowe","","",null,null,null,"SZARY MAT",null,"0.04600000 kg","75 mm","75 mm","21 mm",null,null,"2025-05-08",null,"","https://www.ospel.pl/sites/all/pliki/import/image/podtynk/szafir/szary_mat/lp-11z_m_70.jpg","27.33.11.0","8536 50 07"]
[4320,"ŁP-13Z/m/00","Łącznik potrójny",32,1,"szt","PLN","23%","",10,null,null,null,null,"5906729011783",null,null,"SZAFIR",null,null,"",null,10,null,"https://www.ospel.pl/sites/all/pliki/import/image/podtynk/szafir/bialy/lp-13z_m_00.jpg","https://www.ospel.pl/sites/all/pliki/import/image/rysunki/szafir/lacznik.pdf",null,"10AX/250~, IP-20 zaciski bezgwintowe","","",null,null,null,"BIAŁY",null,"0.05100000 kg","75 mm","75 mm","21 mm",null,null,"2025-05-08",null,"","https://www.ospel.pl/sites/all/pliki/import/image/podtynk/szafir/bialy/lp-13z_m_00.jpg","27.33.11.0","8536 50 07"]
[4321,"ŁP-13Z/m/18","Łącznik potrójny",38,1,"szt","PLN","23%","",10,null,null,null,null,"5906729012605",null,null,"SZAFIR",null,null,"",null,10,null,"https://www.ospel.pl/sites/all/pliki/import/image/podtynk/szafir/srebrny/lp-13z_m_18.jpg","https://www.ospel.pl/sites/all/pliki/import/image/rysunki/szafir/lacznik.pdf",null,"10AX/250~, IP-20 zaciski bezgwintowe","","",null,null,null,"SREBRO",null,"0.05100000 kg","75 mm","75 mm","21 mm",null,null,"2025-05-08",null,"","https://www.ospel.pl/sites/all/pliki/import/image/podtynk/szafir/srebrny/lp-13z_m_18.jpg","27.33.11.0","8536 50 07"]
[4329,"ŁP-16Z/m/18","Elektroniczny czujnik ruchu",262.2,1,"szt","PLN","23%","",5,null,null,null,null,"5906729013022",null,null,"SZAFIR",null,null,"",null,5,null,"https://www.ospel.pl/sites/all/pliki/import/image/podtynk/szafir/srebrny/lp-16z_m_18.jpg","https://www.ospel.pl/sites/all/pliki/import/image/rysunki/szafir/czujnik.pdf",null,"Zasięg działania do 7 metrów","","Tylko na zamówienie",null,null,null,"SREBRO",null,"0.10800000 kg","75 mm","75 mm","31 mm",null,null,"2025-05-08",null,"","https://www.ospel.pl/sites/all/pliki/import/image/podtynk/szafir/srebrny/lp-16z_m_18.jpg","27.33.11.0","8536 50 05"]
[4338,"ŁP-17ZS/m/33","Łącznik podwójny zwierny z podświetleniem niebieskim",41.4,1,"szt","PLN","23%","",10,null,null,null,null,"5906729013411",null,null,"SZAFIR",null,null,"",null,10,null,"https://www.ospel.pl/sites/all/pliki/import/image/podtynk/szafir/czarny/lp-17zs_m_33.jpg","https://www.ospel.pl/sites/all/pliki/import/image/rysunki/szafir/lacznik.pdf",null,"10AX250V~, IP20, zaciski bezgwintowe","","",null,null,null,"CZARNY METALIK",null,"0.04700000 kg","75 mm","75 mm","21 mm",null,null,"2025-05-08",null,"","https://www.ospel.pl/sites/all/pliki/import/image/podtynk/szafir/czarny/lp-17zs_m_33.jpg","27.33.11.0","8536 50 07"]
[4347,"ŁP-1Z/m/70","Łącznik jednobiegunowy",16.600000000000001,1,"szt","PLN","23%","",10,null,null,null,null,"5906729013992",null,null,"SZAFIR",null,null,"",null,10,null,"https://www.ospel.pl/sites/all/pliki/import/image/podtynk/szafir/szary_mat/lp-1z_m_70.jpg","https://www.ospel.pl/sites/all/pliki/import/image/rysunki/szafir/lacznik.pdf",null,"10AX250V~, IP20, zaciski bezgwintowe","","",null,null,null,"SZARY MAT",null,"0.03900000 kg","75 mm","75 mm","21 mm",null,null,"2025-05-08",null,"","https://www.ospel.pl/sites/all/pliki/import/image/podtynk/szafir/szary_mat/lp-1z_m_70.jpg","27.33.11.0","8536 50 07"]
[4356,"ŁP-21ZS/m/00","Łącznik zwierny z podświetleniem białym",22.7,1,"szt","PLN","23%","",10,null,null,null,null,"5906729015699",null,null,"SZAFIR",null,null,"",null,10,null,"https://www.ospel.pl/sites/all/pliki/import/image/podtynk/szafir/bialy/lp-1zs_m_00.jpg","https://www.ospel.pl/sites/all/pliki/import/image/rysunki/szafir/lacznik.pdf",null,"10AX250V~, IP20, zaciski bezgwintowe","","",null,null,null,"BIAŁY",null,"0.04000000 kg","75 mm","75 mm","21 mm",null,null,"2025-05-08",null,"","https://www.ospel.pl/sites/all/pliki/import/image/podtynk/szafir/bialy/lp-1zs_m_00.jpg","27.33.11.0","8536 50 07"]
[4360,"ŁP-2Z/m/00","Łącznik dwugrupowy świecznikowy",13.2,1,"szt","PLN","23%","",10,null,null,null,null,"5906729011554",null,null,"SZAFIR",null,null,"",null,10,null,"https://www.ospel.pl/sites/all/pliki/import/image/podtynk/szafir/bialy/lp-2z_m_00.jpg","https://www.ospel.pl/sites/all/pliki/import/image/rysunki/szafir/lacznik.pdf",null,"10AX250V~, IP20, zaciski bezgwintowe","","",null,null,null,"BIAŁY",null,"0.04500000 kg","75 mm","75 mm","21 mm",null,null,"2025-05-08",null,"","https://www.ospel.pl/sites/all/pliki/import/image/podtynk/szafir/bialy/lp-2z_m_00.jpg","27.33.11.0","8536 50 07"]
[4361,"ŁP-2Z/m/18","Łącznik dwugrupowy świecznikowy",22.5,1,"szt","PLN","23%","",10,null,null,null,null,"5906729012377",null,null,"SZAFIR",null,null,"",null,10,null,"https://www.ospel.pl/sites/all/pliki/import/image/podtynk/szafir/srebrny/lp-2z_m_18.jpg","https://www.ospel.pl/sites/all/pliki/import/image/rysunki/szafir/lacznik.pdf",null,"10AX250V~, IP20, zaciski bezgwintowe","","",null,null,null,"SREBRO",null,"0.04500000 kg","75 mm","75 mm","21 mm",null,null,"2025-05-08",null,"","https://www.ospel.pl/sites/all/pliki/import/image/podtynk/szafir/srebrny/lp-2z_m_18.jpg","27.33.11.0","8536 50 07"]
[4362,"ŁP-2Z/m/33","Łącznik dwugrupowy świecznikowy",22.5,1,"szt","PLN","23%","",10,null,null,null,null,"5906729013190",null,null,"SZAFIR",null,null,"",null,10,null,"https://www.ospel.pl/sites/all/pliki/import/image/podtynk/szafir/czarny/lp-2z_m_33.jpg","https://www.ospel.pl/sites/all/pliki/import/image/rysunki/szafir/lacznik.pdf",null,"10AX250V~, IP20, zaciski bezgwintowe","","",null,null,null,"CZARNY METALIK",null,"0.04500000 kg","75 mm","75 mm","31 mm",null,null,"2025-05-08",null,"","https://www.ospel.pl/sites/all/pliki/import/image/podtynk/szafir/czarny/lp-2z_m_33.jpg","27.33.11.0","8536 50 07"]
[4363,"ŁP-2Z/m/70","Łącznik dwugrupowy świecznikowy",22.5,1,"szt","PLN","23%","",10,null,null,null,null,"5906729014012",null,null,"SZAFIR",null,null,"",null,10,null,"https://www.ospel.pl/sites/all/pliki/import/image/podtynk/szafir/szary_mat/lp-2z_m_70.jpg","https://www.ospel.pl/sites/all/pliki/import/image/rysunki/szafir/lacznik.pdf",null,"10AX250V~, IP20, zaciski bezgwintowe","","",null,null,null,"SZARY MAT",null,"0.04500000 kg","75 mm","75 mm","21 mm",null,null,"2025-05-08",null,"","https://www.ospel.pl/sites/all/pliki/import/image/podtynk/szafir/szary_mat/lp-2z_m_70.jpg","27.33.11.0","8536 50 07"]
[4364,"ŁP-2ZS/m/00","Łącznik dwugrupowy świecznikowy z podświetleniem białym",24.7,1,"szt","PLN","23%","",10,null,null,null,null,"5906729011561",null,null,"SZAFIR",null,null,"",null,10,null,"https://www.ospel.pl/sites/all/pliki/import/image/podtynk/szafir/bialy/lp-2zs_m_00.jpg","https://www.ospel.pl/sites/all/pliki/import/image/rysunki/szafir/lacznik.pdf",null,"10AX250V~, IP20, zaciski bezgwintowe","","",null,null,null,"BIAŁY",null,"0.04600000 kg","75 mm","75 mm","21 mm",null,null,"2025-05-08",null,"","https://www.ospel.pl/sites/all/pliki/import/image/podtynk/szafir/bialy/lp-2zs_m_00.jpg","27.33.11.0","8536 50 07"]
[4365,"ŁP-2ZS/m/18","Łącznik dwugrupowy świecznikowy z podświetleniem niebieskim",28.1,1,"szt","PLN","23%","",10,null,null,null,null,"5906729012384",null,null,"SZAFIR",null,null,"",null,10,null,"https://www.ospel.pl/sites/all/pliki/import/image/podtynk/szafir/srebrny/lp-2zs_m_18.jpg","https://www.ospel.pl/sites/all/pliki/import/image/rysunki/szafir/lacznik.pdf",null,"10AX250V~, IP20, zaciski bezgwintowe","","",null,null,null,"SREBRO",null,"0.04600000 kg","75 mm","75 mm","21 mm",null,null,"2025-05-08",null,"","https://www.ospel.pl/sites/all/pliki/import/image/podtynk/szafir/srebrny/lp-2zs_m_18.jpg","27.33.11.0","8536 50 07"]
[4366,"ŁP-2ZS/m/33","Łącznik dwugrupowy świecznikowy z podświetleniem niebieskim",28.1,1,"szt","PLN","23%","",10,null,null,null,null,"5906729013206",null,null,"SZAFIR",null,null,"",null,10,null,"https://www.ospel.pl/sites/all/pliki/import/image/podtynk/szafir/czarny/lp-2zs_m_33.jpg","https://www.ospel.pl/sites/all/pliki/import/image/rysunki/szafir/lacznik.pdf",null,"10AX250V~, IP20, zaciski bezgwintowe","","",null,null,null,"CZARNY METALIK",null,"0.04600000 kg","75 mm","75 mm","21 mm",null,null,"2025-05-08",null,"","https://www.ospel.pl/sites/all/pliki/import/image/podtynk/szafir/czarny/lp-2zs_m_33.jpg","27.33.11.0","8536 50 07"]
[4367,"ŁP-2ZS/m/70","Łącznik dwugrupowy świecznikowy z podświetleniem niebieskim",28.1,1,"szt","PLN","23%","",10,null,null,null,null,"5906729014029",null,null,"SZAFIR",null,null,"",null,10,null,"https://www.ospel.pl/sites/all/pliki/import/image/podtynk/szafir/szary_mat/lp-2zs_m_70.jpg","https://www.ospel.pl/sites/all/pliki/import/image/rysunki/szafir/lacznik.pdf",null,"10AX250V~, IP20, zaciski bezgwintowe","","",null,null,null,"SZARY MAT",null,"0.04600000 kg","75 mm","75 mm","21 mm",null,null,"2025-05-08",null,"","https://www.ospel.pl/sites/all/pliki/import/image/podtynk/szafir/szary_mat/lp-2zs_m_70.jpg","27.33.11.0","8536 50 07"]
[4368,"ŁP-3Z/m/00","Łącznik schodowy",13.6,1,"szt","PLN","23%","",10,null,null,null,null,"5906729011578",null,null,"SZAFIR",null,null,"",null,10,null,"https://www.ospel.pl/sites/all/pliki/import/image/podtynk/szafir/bialy/lp-3z_m_00.jpg","https://www.ospel.pl/sites/all/pliki/import/image/rysunki/szafir/lacznik.pdf",null,"10AX250V~, IP20, zaciski bezgwintowe","","",null,null,null,"BIAŁY",null,"0.04400000 kg","75 mm","75 mm","21 mm",null,null,"2025-05-08",null,"","https://www.ospel.pl/sites/all/pliki/import/image/podtynk/szafir/bialy/lp-3z_m_00.jpg","27.33.11.0","8536 50 07"]
[4369,"ŁP-3Z/m/18","Łącznik schodowy",20,1,"szt","PLN","23%","",10,null,null,null,null,"5906729012391",null,null,"SZAFIR",null,null,"",null,10,null,"https://www.ospel.pl/sites/all/pliki/import/image/podtynk/szafir/srebrny/lp-3z_m_18.jpg","https://www.ospel.pl/sites/all/pliki/import/image/rysunki/szafir/lacznik.pdf",null,"10AX250V~, IP20, zaciski bezgwintowe","","",null,null,null,"SREBRO",null,"0.04400000 kg","75 mm","75 mm","21 mm",null,null,"2025-05-08",null,"","https://www.ospel.pl/sites/all/pliki/import/image/podtynk/szafir/srebrny/lp-3z_m_18.jpg","27.33.11.0","8536 50 07"]
[4370,"ŁP-3Z/m/33","Łącznik schodowy",20,1,"szt","PLN","23%","",10,null,null,null,null,"5906729013213",null,null,"SZAFIR",null,null,"",null,10,null,"https://www.ospel.pl/sites/all/pliki/import/image/podtynk/szafir/czarny/lp-3z_m_33.jpg","https://www.ospel.pl/sites/all/pliki/import/image/rysunki/szafir/lacznik.pdf",null,"10AX250V~, IP20, zaciski bezgwintowe","","",null,null,null,"CZARNY METALIK",null,"0.04400000 kg","75 mm","75 mm","21 mm",null,null,"2025-05-08",null,"","https://www.ospel.pl/sites/all/pliki/import/image/podtynk/szafir/czarny/lp-3z_m_33.jpg","27.33.11.0","8536 50 07"]
[4371,"ŁP-3Z/m/70","Łącznik schodowy",20,1,"szt","PLN","23%","",10,null,null,null,null,"5906729014036",null,null,"SZAFIR",null,null,"",null,10,null,"https://www.ospel.pl/sites/all/pliki/import/image/podtynk/szafir/szary_mat/lp-3z_m_70.jpg","https://www.ospel.pl/sites/all/pliki/import/image/rysunki/szafir/lacznik.pdf",null,"10AX250V~, IP20, zaciski bezgwintowe","","",null,null,null,"SZARY MAT",null,"0.04400000 kg","75 mm","75 mm","21 mm",null,null,"2025-05-08",null,"","https://www.ospel.pl/sites/all/pliki/import/image/podtynk/szafir/szary_mat/lp-3z_m_70.jpg","27.33.11.0","8536 50 07"]
[4372,"ŁP-3ZS/m/00","Łącznik schodowy z podświetleniem białym",25,1,"szt","PLN","23%","",10,null,null,null,null,"5906729011585",null,null,"SZAFIR",null,null,"",null,10,null,"https://www.ospel.pl/sites/all/pliki/import/image/podtynk/szafir/bialy/lp-3zs_m_00.jpg","https://www.ospel.pl/sites/all/pliki/import/image/rysunki/szafir/lacznik.pdf",null,"10AX250V~, IP20, zaciski bezgwintowe","","",null,null,null,"BIAŁY",null,"0.04600000 kg","75 mm","75 mm","21 mm",null,null,"2025-05-08",null,"","https://www.ospel.pl/sites/all/pliki/import/image/podtynk/szafir/bialy/lp-3zs_m_00.jpg","27.33.11.0","8536 50 07"]
[4373,"ŁP-3ZS/m/18","Łącznik schodowy z podświetleniem niebieskim",28.8,1,"szt","PLN","23%","",10,null,null,null,null,"5906729012407",null,null,"SZAFIR",null,null,"",null,10,null,"https://www.ospel.pl/sites/all/pliki/import/image/podtynk/szafir/srebrny/lp-3zs_m_18.jpg","https://www.ospel.pl/sites/all/pliki/import/image/rysunki/szafir/lacznik.pdf",null,"10AX250V~, IP20, zaciski bezgwintowe","","",null,null,null,"SREBRO",null,"0.04600000 kg","75 mm","75 mm","21 mm",null,null,"2025-05-08",null,"","https://www.ospel.pl/sites/all/pliki/import/image/podtynk/szafir/srebrny/lp-3zs_m_18.jpg","27.33.11.0","8536 50 07"]
[4374,"ŁP-3ZS/m/33","Łącznik schodowy z podświetleniem niebieskim",28.8,1,"szt","PLN","23%","",10,null,null,null,null,"5906729013220",null,null,"SZAFIR",null,null,"",null,10,null,"https://www.ospel.pl/sites/all/pliki/import/image/podtynk/szafir/czarny/lp-3zs_m_33.jpg","https://www.ospel.pl/sites/all/pliki/import/image/rysunki/szafir/lacznik.pdf",null,"10AX250V~, IP20, zaciski bezgwintowe","","",null,null,null,"CZARNY METALIK",null,"0.04600000 kg","75 mm","75 mm","21 mm",null,null,"2025-05-08",null,"","https://www.ospel.pl/sites/all/pliki/import/image/podtynk/szafir/czarny/lp-3zs_m_33.jpg","27.33.11.0","8536 50 07"]
[4375,"ŁP-3ZS/m/70","Łącznik schodowy z podświetleniem niebieskim",28.8,1,"szt","PLN","23%","",10,null,null,null,null,"5906729014043",null,null,"SZAFIR",null,null,"",null,10,null,"https://www.ospel.pl/sites/all/pliki/import/image/podtynk/szafir/szary_mat/lp-3zs_m_70.jpg","https://www.ospel.pl/sites/all/pliki/import/image/rysunki/szafir/lacznik.pdf",null,"10AX250V~, IP20, zaciski bezgwintowe","","",null,null,null,"SZARY MAT",null,"0.04600000 kg","75 mm","75 mm","21 mm",null,null,"2025-05-08",null,"","https://www.ospel.pl/sites/all/pliki/import/image/podtynk/szafir/szary_mat/lp-3zs_m_70.jpg","27.33.11.0","8536 50 07"]
[4376,"ŁP-4Z/m/00","Łącznik krzyżowy",21.2,1,"szt","PLN","23%","",10,null,null,null,null,"5906729011592",null,null,"SZAFIR",null,null,"",null,10,null,"https://www.ospel.pl/sites/all/pliki/import/image/podtynk/szafir/bialy/lp-4z_m_00.jpg","https://www.ospel.pl/sites/all/pliki/import/image/rysunki/szafir/lacznik.pdf",null,"10AX250V~, IP20, zaciski bezgwintowe","","",null,null,null,"BIAŁY",null,"0.04700000 kg","75 mm","75 mm","21 mm",null,null,"2025-05-08",null,"","https://www.ospel.pl/sites/all/pliki/import/image/podtynk/szafir/bialy/lp-4z_m_00.jpg","27.33.11.0","8536 50 07"]
[4377,"ŁP-4Z/m/18","Łącznik krzyżowy",28.7,1,"szt","PLN","23%","",10,null,null,null,null,"5906729012414",null,null,"SZAFIR",null,null,"",null,10,null,"https://www.ospel.pl/sites/all/pliki/import/image/podtynk/szafir/srebrny/lp-4z_m_18.jpg","https://www.ospel.pl/sites/all/pliki/import/image/rysunki/szafir/lacznik.pdf",null,"10AX250V~, IP20, zaciski bezgwintowe","","",null,null,null,"SREBRO",null,"0.04700000 kg","75 mm","75 mm","21 mm",null,null,"2025-05-08",null,"","https://www.ospel.pl/sites/all/pliki/import/image/podtynk/szafir/srebrny/lp-4z_m_18.jpg","27.33.11.0","8536 50 07"]
[4378,"ŁP-4Z/m/33","Łącznik krzyżowy",28.7,1,"szt","PLN","23%","",10,null,null,null,null,"5906729013237",null,null,"SZAFIR",null,null,"",null,10,null,"https://www.ospel.pl/sites/all/pliki/import/image/podtynk/szafir/czarny/lp-4z_m_33.jpg","https://www.ospel.pl/sites/all/pliki/import/image/rysunki/szafir/lacznik.pdf",null,"10AX250V~, IP20, zaciski bezgwintowe","","",null,null,null,"CZARNY METALIK",null,"0.04700000 kg","75 mm","75 mm","21 mm",null,null,"2025-05-08",null,"","https://www.ospel.pl/sites/all/pliki/import/image/podtynk/szafir/czarny/lp-4z_m_33.jpg","27.33.11.0","8536 50 07"]
[4379,"ŁP-4Z/m/70","Łącznik krzyżowy",28.7,1,"szt","PLN","23%","",10,null,null,null,null,"5906729014050",null,null,"SZAFIR",null,null,"",null,10,null,"https://www.ospel.pl/sites/all/pliki/import/image/podtynk/szafir/szary_mat/lp-4z_m_70.jpg","https://www.ospel.pl/sites/all/pliki/import/image/rysunki/szafir/lacznik.pdf",null,"10AX250V~, IP20, zaciski bezgwintowe","","",null,null,null,"SZARY MAT",null,"0.04700000 kg","75 mm","75 mm","21 mm",null,null,"2025-05-08",null,"","https://www.ospel.pl/sites/all/pliki/import/image/podtynk/szafir/szary_mat/lp-4z_m_70.jpg","27.33.11.0","8536 50 07"]
[4380,"ŁP-4ZS/m/00","Łącznik krzyżowy z podświetleniem białym",29.1,1,"szt","PLN","23%","",10,null,null,null,null,"5906729011608",null,null,"SZAFIR",null,null,"",null,10,null,"https://www.ospel.pl/sites/all/pliki/import/image/podtynk/szafir/bialy/lp-4zs_m_00.jpg","https://www.ospel.pl/sites/all/pliki/import/image/rysunki/szafir/lacznik.pdf",null,"10AX250V~, IP20, zaciski bezgwintowe","","",null,null,null,"BIAŁY",null,"0.04900000 kg","75 mm","75 mm","21 mm",null,null,"2025-05-08",null,"","https://www.ospel.pl/sites/all/pliki/import/image/podtynk/szafir/bialy/lp-4zs_m_00.jpg","27.33.11.0","8536 50 07"]
[4381,"ŁP-4ZS/m/18","Łącznik krzyżowy z podświetleniem niebieskim",36.799999999999997,1,"szt","PLN","23%","",10,null,null,null,null,"5906729012421",null,null,"SZAFIR",null,null,"",null,10,null,"https://www.ospel.pl/sites/all/pliki/import/image/podtynk/szafir/srebrny/lp-4zs_m_18.jpg","https://www.ospel.pl/sites/all/pliki/import/image/rysunki/szafir/lacznik.pdf",null,"10AX250V~, IP20, zaciski bezgwintowe","","",null,null,null,"SREBRO",null,"0.04900000 kg","75 mm","75 mm","21 mm",null,null,"2025-05-08",null,"","https://www.ospel.pl/sites/all/pliki/import/image/podtynk/szafir/srebrny/lp-4zs_m_18.jpg","27.33.11.0","8536 50 07"]
[4382,"ŁP-4ZS/m/33","Łącznik krzyżowy z podświetleniem niebieskim",36.799999999999997,1,"szt","PLN","23%","",10,null,null,null,null,"5906729013244",null,null,"SZAFIR",null,null,"",null,10,null,"https://www.ospel.pl/sites/all/pliki/import/image/podtynk/szafir/czarny/lp-4zs_m_33.jpg","https://www.ospel.pl/sites/all/pliki/import/image/rysunki/szafir/lacznik.pdf",null,"10AX250V~, IP20, zaciski bezgwintowe","","",null,null,null,"CZARNY METALIK",null,"0.04900000 kg","75 mm","75 mm","21 mm",null,null,"2025-05-08",null,"","https://www.ospel.pl/sites/all/pliki/import/image/podtynk/szafir/czarny/lp-4zs_m_33.jpg","27.33.11.0","8536 50 07"]
[4383,"ŁP-4ZS/m/70","Łącznik krzyżowy z podświetleniem niebieskim",36.799999999999997,1,"szt","PLN","23%","",10,null,null,null,null,"5906729014067",null,null,"SZAFIR",null,null,"",null,10,null,"https://www.ospel.pl/sites/all/pliki/import/image/podtynk/szafir/szary_mat/lp-4zs_m_70.jpg","https://www.ospel.pl/sites/all/pliki/import/image/rysunki/szafir/lacznik.pdf",null,"10AX250V~, IP20, zaciski bezgwintowe","","",null,null,null,"SZARY MAT",null,"0.04900000 kg","75 mm","75 mm","21 mm",null,null,"2025-05-08",null,"","https://www.ospel.pl/sites/all/pliki/import/image/podtynk/szafir/szary_mat/lp-4zs_m_70.jpg","27.33.11.0","8536 50 07"]
[4384,"ŁP-5Z/m/00","Łącznik zwierny \"światło\"",12.1,1,"szt","PLN","23%","",10,null,null,null,null,"5906729011615",null,null,"SZAFIR",null,null,"",null,10,null,"https://www.ospel.pl/sites/all/pliki/import/image/podtynk/szafir/bialy/lp-5z_m_00.jpg","https://www.ospel.pl/sites/all/pliki/import/image/rysunki/szafir/lacznik.pdf",null,"10AX250V~, IP20, zaciski bezgwintowe","","",null,null,null,"BIAŁY",null,"0.03900000 kg","75 mm","75 mm","21 mm",null,null,"2025-05-08",null,"","https://www.ospel.pl/sites/all/pliki/import/image/podtynk/szafir/bialy/lp-5z_m_00.jpg","27.33.11.0","8536 50 07"]
[4385,"ŁP-5Z/m/18","Łącznik zwierny \"światło\"",18.5,1,"szt","PLN","23%","",10,null,null,null,null,"5906729012438",null,null,"SZAFIR",null,null,"",null,10,null,"https://www.ospel.pl/sites/all/pliki/import/image/podtynk/szafir/srebrny/lp-5z_m_18.jpg","https://www.ospel.pl/sites/all/pliki/import/image/rysunki/szafir/lacznik.pdf",null,"10AX250V~, IP20, zaciski bezgwintowe","","",null,null,null,"SREBRO",null,"0.03900000 kg","75 mm","75 mm","21 mm",null,null,"2025-05-08",null,"","https://www.ospel.pl/sites/all/pliki/import/image/podtynk/szafir/srebrny/lp-5z_m_18.jpg","27.33.11.0","8536 50 07"]
[4386,"ŁP-5Z/m/33","Łącznik zwierny \"światło\"",18.5,1,"szt","PLN","23%","",10,null,null,null,null,"5906729013251",null,null,"SZAFIR",null,null,"",null,10,null,"https://www.ospel.pl/sites/all/pliki/import/image/podtynk/szafir/czarny/lp-5z_m_33.jpg","https://www.ospel.pl/sites/all/pliki/import/image/rysunki/szafir/lacznik.pdf",null,"10AX250V~, IP20, zaciski bezgwintowe","","",null,null,null,"CZARNY METALIK",null,"0.03900000 kg","75 mm","75 mm","21 mm",null,null,"2025-05-08",null,"","https://www.ospel.pl/sites/all/pliki/import/image/podtynk/szafir/czarny/lp-5z_m_33.jpg","27.33.11.0","8536 50 07"]
[4387,"ŁP-5Z/m/70","Łącznik zwierny \"światło\"",18.5,1,"szt","PLN","23%","",10,null,null,null,null,"5906729014074",null,null,"SZAFIR",null,null,"",null,10,null,"https://www.ospel.pl/sites/all/pliki/import/image/podtynk/szafir/szary_mat/lp-5z_m_70.jpg","https://www.ospel.pl/sites/all/pliki/import/image/rysunki/szafir/lacznik.pdf",null,"10AX250V~, IP20, zaciski bezgwintowe","","",null,null,null,"SZARY MAT",null,"0.03900000 kg","75 mm","75 mm","21 mm",null,null,"2025-05-08",null,"","https://www.ospel.pl/sites/all/pliki/import/image/podtynk/szafir/szary_mat/lp-5z_m_70.jpg","27.33.11.0","8536 50 07"]
[4388,"ŁP-5ZS/m/00","Łącznik zwierny \"światło\" z podświetleniem białym",22.7,1,"szt","PLN","23%","",10,null,null,null,null,"5906729011622",null,null,"SZAFIR",null,null,"",null,10,null,"https://www.ospel.pl/sites/all/pliki/import/image/podtynk/szafir/bialy/lp-5zs_m_00.jpg","https://www.ospel.pl/sites/all/pliki/import/image/rysunki/szafir/lacznik.pdf",null,"10AX250V~, IP20, zaciski bezgwintowe","","",null,null,null,"BIAŁY",null,"0.04100000 kg","75 mm","75 mm","21 mm",null,null,"2025-05-08",null,"","https://www.ospel.pl/sites/all/pliki/import/image/podtynk/szafir/bialy/lp-5zs_m_00.jpg","27.33.11.0","8536 50 07"]
[4389,"ŁP-5ZS/m/18","Łącznik zwierny \"światło\" z podświetleniem niebieskim",27.3,1,"szt","PLN","23%","",10,null,null,null,null,"5906729012445",null,null,"SZAFIR",null,null,"",null,10,null,"https://www.ospel.pl/sites/all/pliki/import/image/podtynk/szafir/srebrny/lp-5zs_m_18.jpg","https://www.ospel.pl/sites/all/pliki/import/image/rysunki/szafir/lacznik.pdf",null,"10AX250V~, IP20, zaciski bezgwintowe","","",null,null,null,"SREBRO",null,"0.04100000 kg","75 mm","75 mm","21 mm",null,null,"2025-05-08",null,"","https://www.ospel.pl/sites/all/pliki/import/image/podtynk/szafir/srebrny/lp-5zs_m_18.jpg","27.33.11.0","8536 50 07"]
[4390,"ŁP-5ZS/m/33","Łącznik zwierny \"światło\" z podświetleniem niebieskim",27.3,1,"szt","PLN","23%","",10,null,null,null,null,"5906729013268",null,null,"SZAFIR",null,null,"",null,10,null,"https://www.ospel.pl/sites/all/pliki/import/image/podtynk/szafir/czarny/lp-5zs_m_33.jpg","https://www.ospel.pl/sites/all/pliki/import/image/rysunki/szafir/lacznik.pdf",null,"10AX250V~, IP20, zaciski bezgwintowe","","",null,null,null,"CZARNY METALIK",null,"0.04100000 kg","75 mm","75 mm","21 mm",null,null,"2025-05-08",null,"","https://www.ospel.pl/sites/all/pliki/import/image/podtynk/szafir/czarny/lp-5zs_m_33.jpg","27.33.11.0","8536 50 07"]
[4391,"ŁP-5ZS/m/70","Łącznik zwierny \"światło\" z podświetleniem niebieskim",27.3,1,"szt","PLN","23%","",10,null,null,null,null,"5906729014081",null,null,"SZAFIR",null,null,"",null,10,null,"https://www.ospel.pl/sites/all/pliki/import/image/podtynk/szafir/szary_mat/lp-5zs_m_70.jpg","https://www.ospel.pl/sites/all/pliki/import/image/rysunki/szafir/lacznik.pdf",null,"10AX250V~, IP20, zaciski bezgwintowe","","",null,null,null,"SZARY MAT",null,"0.04100000 kg","75 mm","75 mm","21 mm",null,null,"2025-05-08",null,"","https://www.ospel.pl/sites/all/pliki/import/image/podtynk/szafir/szary_mat/lp-5zs_m_70.jpg","27.33.11.0","8536 50 07"]
[4392,"ŁP-6Z/m/00","Łącznik zwierny \"dzwonek\"",12.1,1,"szt","PLN","23%","",10,null,null,null,null,"5906729011639",null,null,"SZAFIR",null,null,"",null,10,null,"https://www.ospel.pl/sites/all/pliki/import/image/podtynk/szafir/bialy/lp-6z_m_00.jpg","https://www.ospel.pl/sites/all/pliki/import/image/rysunki/szafir/lacznik.pdf",null,"10AX250V~, IP20, zaciski bezgwintowe","","",null,null,null,"BIAŁY",null,"0.03900000 kg","75 mm","75 mm","21 mm",null,null,"2025-05-08",null,"","https://www.ospel.pl/sites/all/pliki/import/image/podtynk/szafir/bialy/lp-6z_m_00.jpg","27.33.11.0","8536 50 07"]
[4393,"ŁP-6Z/m/18","Łącznik zwierny \"dzwonek\"",18.5,1,"szt","PLN","23%","",10,null,null,null,null,"5906729012452",null,null,"SZAFIR",null,null,"",null,10,null,"https://www.ospel.pl/sites/all/pliki/import/image/podtynk/szafir/srebrny/lp-6z_m_18.jpg","https://www.ospel.pl/sites/all/pliki/import/image/rysunki/szafir/lacznik.pdf",null,"10AX250V~, IP20, zaciski bezgwintowe","","",null,null,null,"SREBRO",null,"0.03900000 kg","75 mm","75 mm","21 mm",null,null,"2025-05-08",null,"","https://www.ospel.pl/sites/all/pliki/import/image/podtynk/szafir/srebrny/lp-6z_m_18.jpg","27.33.11.0","8536 50 07"]
[4394,"ŁP-6Z/m/33","Łącznik zwierny \"dzwonek\"",18.5,1,"szt","PLN","23%","",10,null,null,null,null,"5906729013275",null,null,"SZAFIR",null,null,"",null,10,null,"https://www.ospel.pl/sites/all/pliki/import/image/podtynk/szafir/czarny/lp-6z_m_33.jpg","https://www.ospel.pl/sites/all/pliki/import/image/rysunki/szafir/lacznik.pdf",null,"10AX250V~, IP20, zaciski bezgwintowe","","",null,null,null,"CZARNY METALIK",null,"0.03900000 kg","75 mm","75 mm","21 mm",null,null,"2025-05-08",null,"","https://www.ospel.pl/sites/all/pliki/import/image/podtynk/szafir/czarny/lp-6z_m_33.jpg","27.33.11.0","8536 50 07"]
[4395,"ŁP-6Z/m/70","Łącznik zwierny \"dzwonek\"",18.5,1,"szt","PLN","23%","",10,null,null,null,null,"5906729014098",null,null,"SZAFIR",null,null,"",null,10,null,"https://www.ospel.pl/sites/all/pliki/import/image/podtynk/szafir/szary_mat/lp-6z_m_70.jpg","https://www.ospel.pl/sites/all/pliki/import/image/rysunki/szafir/lacznik.pdf",null,"10AX250V~, IP20, zaciski bezgwintowe","","",null,null,null,"SZARY MAT",null,"0.03900000 kg","75 mm","75 mm","21 mm",null,null,"2025-05-08",null,"","https://www.ospel.pl/sites/all/pliki/import/image/podtynk/szafir/szary_mat/lp-6z_m_70.jpg","27.33.11.0","8536 50 07"]
[4396,"ŁP-6ZS/m/00","Łącznik zwierny \"dzwonek\" z podświetleniem białym",22.7,1,"szt","PLN","23%","",10,null,null,null,null,"5906729011646",null,null,"SZAFIR",null,null,"",null,10,null,"https://www.ospel.pl/sites/all/pliki/import/image/podtynk/szafir/bialy/lp-6zs_m_00.jpg","https://www.ospel.pl/sites/all/pliki/import/image/rysunki/szafir/lacznik.pdf",null,"10AX250V~, IP20, zaciski bezgwintowe","","",null,null,null,"BIAŁY",null,"0.04000000 kg","75 mm","75 mm","21 mm",null,null,"2025-05-08",null,"","https://www.ospel.pl/sites/all/pliki/import/image/podtynk/szafir/bialy/lp-6zs_m_00.jpg","27.33.11.0","8536 50 07"]
[4397,"ŁP-6ZS/m/18","Łącznik zwierny \"dzwonek\" z podświetleniem niebieskim",27.3,1,"szt","PLN","23%","",10,null,null,null,null,"5906729012469",null,null,"SZAFIR",null,null,"",null,10,null,"https://www.ospel.pl/sites/all/pliki/import/image/podtynk/szafir/srebrny/lp-6zs_m_18.jpg","https://www.ospel.pl/sites/all/pliki/import/image/rysunki/szafir/lacznik.pdf",null,"10AX250V~, IP20, zaciski bezgwintowe","","",null,null,null,"SREBRO",null,"0.04000000 kg","75 mm","75 mm","21 mm",null,null,"2025-05-08",null,"","https://www.ospel.pl/sites/all/pliki/import/image/podtynk/szafir/srebrny/lp-6zs_m_18.jpg","27.33.11.0","8536 50 07"]
[4398,"ŁP-6ZS/m/33","Łącznik zwierny \"dzwonek\" z podświetleniem niebieskim",27.3,1,"szt","PLN","23%","",10,null,null,null,null,"5906729013282",null,null,"SZAFIR",null,null,"",null,10,null,"https://www.ospel.pl/sites/all/pliki/import/image/podtynk/szafir/czarny/lp-6zs_m_33.jpg","https://www.ospel.pl/sites/all/pliki/import/image/rysunki/szafir/lacznik.pdf",null,"10AX250V~, IP20, zaciski bezgwintowe","","",null,null,null,"CZARNY METALIK",null,"0.04000000 kg","75 mm","75 mm","21 mm",null,null,"2025-05-08",null,"","https://www.ospel.pl/sites/all/pliki/import/image/podtynk/szafir/czarny/lp-6zs_m_33.jpg","27.33.11.0","8536 50 07"]
[4399,"ŁP-6ZS/m/70","Łącznik zwierny \"dzwonek\" z podświetleniem niebieskim",27.3,1,"szt","PLN","23%","",10,null,null,null,null,"5906729014104",null,null,"SZAFIR",null,null,"",null,10,null,"https://www.ospel.pl/sites/all/pliki/import/image/podtynk/szafir/szary_mat/lp-6zs_m_70.jpg","https://www.ospel.pl/sites/all/pliki/import/image/rysunki/szafir/lacznik.pdf",null,"10AX250V~, IP20, zaciski bezgwintowe","","",null,null,null,"SZARY MAT",null,"0.04000000 kg","75 mm","75 mm","21 mm",null,null,"2025-05-08",null,"","https://www.ospel.pl/sites/all/pliki/import/image/podtynk/szafir/szary_mat/lp-6zs_m_70.jpg","27.33.11.0","8536 50 07"]
[4400,"ŁP-7Z/m/00","Łącznik żaluzjowy, zwierny",23.3,1,"szt","PLN","23%","",10,null,null,null,null,"5906729011653",null,null,"SZAFIR",null,null,"",null,10,null,"https://www.ospel.pl/sites/all/pliki/import/image/podtynk/szafir/bialy/lp-7z_m_00.jpg","https://www.ospel.pl/sites/all/pliki/import/image/rysunki/szafir/lacznik.pdf",null,"10AX250V~, IP20, zaciski bezgwintowe","","",null,null,null,"BIAŁY",null,"0.04500000 kg","75 mm","75 mm","21 mm",null,null,"2025-05-08",null,"","https://www.ospel.pl/sites/all/pliki/import/image/podtynk/szafir/bialy/lp-7z_m_00.jpg","27.33.11.0","8536 50 07"]
[4401,"ŁP-7Z/m/18","Łącznik żaluzjowy, zwierny",30,1,"szt","PLN","23%","",10,null,null,null,null,"5906729012476",null,null,"SZAFIR",null,null,"",null,10,null,"https://www.ospel.pl/sites/all/pliki/import/image/podtynk/szafir/srebrny/lp-7z_m_18.jpg","https://www.ospel.pl/sites/all/pliki/import/image/rysunki/szafir/lacznik.pdf",null,"10AX250V~, IP20, zaciski bezgwintowe","","",null,null,null,"SREBRO",null,"0.04500000 kg","75 mm","75 mm","21 mm",null,null,"2025-05-08",null,"","https://www.ospel.pl/sites/all/pliki/import/image/podtynk/szafir/srebrny/lp-7z_m_18.jpg","27.33.11.0","8536 50 07"]
[4402,"ŁP-7Z/m/33","Łącznik żaluzjowy, zwierny",30,1,"szt","PLN","23%","",10,null,null,null,null,"5906729013299",null,null,"SZAFIR",null,null,"",null,10,null,"https://www.ospel.pl/sites/all/pliki/import/image/podtynk/szafir/czarny/lp-7z_m_33.jpg","https://www.ospel.pl/sites/all/pliki/import/image/rysunki/szafir/lacznik.pdf",null,"10AX250V~, IP20, zaciski bezgwintowe","","",null,null,null,"CZARNY METALIK",null,"0.04500000 kg","75 mm","75 mm","21 mm",null,null,"2025-05-08",null,"","https://www.ospel.pl/sites/all/pliki/import/image/podtynk/szafir/czarny/lp-7z_m_33.jpg","27.33.11.0","8536 50 07"]
[4403,"ŁP-7Z/m/70","Łącznik żaluzjowy, zwierny",30,1,"szt","PLN","23%","",10,null,null,null,null,"5906729014111",null,null,"SZAFIR",null,null,"",null,10,null,"https://www.ospel.pl/sites/all/pliki/import/image/podtynk/szafir/szary_mat/lp-7z_m_70.jpg","https://www.ospel.pl/sites/all/pliki/import/image/rysunki/szafir/lacznik.pdf",null,"10AX250V~, IP20, zaciski bezgwintowe","","",null,null,null,"SZARY MAT",null,"0.04500000 kg","75 mm","75 mm","21 mm",null,null,"2025-05-08",null,"","https://www.ospel.pl/sites/all/pliki/import/image/podtynk/szafir/szary_mat/lp-7z_m_70.jpg","27.33.11.0","8536 50 07"]
[4404,"ŁP-7ZB/m/00","Łącznik żaluzjowy z blokadą mechaniczną",33.200000000000003,1,"szt","PLN","23%","",10,null,null,null,null,"5906729011677",null,null,"SZAFIR",null,null,"",null,10,null,"https://www.ospel.pl/sites/all/pliki/import/image/podtynk/szafir/bialy/lp-7zb_m_00.jpg","https://www.ospel.pl/sites/all/pliki/import/image/rysunki/szafir/lacznik.pdf",null,"10AX250V~, IP20, zaciski bezgwintowe","","",null,null,null,"BIAŁY",null,"0.04500000 kg","75 mm","75 mm","21 mm",null,null,"2025-05-08",null,"","https://www.ospel.pl/sites/all/pliki/import/image/podtynk/szafir/bialy/lp-7zb_m_00.jpg","27.33.11.0","8536 50 07"]
[4405,"ŁP-7ZB/m/18","Łącznik żaluzjowy z blokadą mechaniczną",40.1,1,"szt","PLN","23%","",10,null,null,null,null,"5906729012490",null,null,"SZAFIR",null,null,"",null,10,null,"https://www.ospel.pl/sites/all/pliki/import/image/podtynk/szafir/srebrny/lp-7z_m_18.jpg","https://www.ospel.pl/sites/all/pliki/import/image/rysunki/szafir/lacznik.pdf",null,"10AX250V~, IP20, zaciski bezgwintowe","","",null,null,null,"SREBRO",null,"0.04500000 kg","75 mm","75 mm","21 mm",null,null,"2025-05-08",null,"","https://www.ospel.pl/sites/all/pliki/import/image/podtynk/szafir/srebrny/lp-7z_m_18.jpg","27.33.11.0","8536 50 07"]
[4406,"ŁP-7ZB/m/33","Łącznik żaluzjowy z blokadą mechaniczną",40.1,1,"szt","PLN","23%","",10,null,null,null,null,"5906729013312",null,null,"SZAFIR",null,null,"",null,10,null,"https://www.ospel.pl/sites/all/pliki/import/image/podtynk/szafir/czarny/lp-7z_m_33.jpg","https://www.ospel.pl/sites/all/pliki/import/image/rysunki/szafir/lacznik.pdf",null,"10AX250V~, IP20, zaciski bezgwintowe","","",null,null,null,"CZARNY METALIK",null,"0.04500000 kg","75 mm","75 mm","21 mm",null,null,"2025-05-08",null,"","https://www.ospel.pl/sites/all/pliki/import/image/podtynk/szafir/czarny/lp-7z_m_33.jpg","27.33.11.0","8536 50 07"]
[4407,"ŁP-7ZB/m/70","Łącznik żaluzjowy z blokadą mechaniczną",40.1,1,"szt","PLN","23%","",10,null,null,null,null,"5906729014135",null,null,"SZAFIR",null,null,"",null,10,null,"https://www.ospel.pl/sites/all/pliki/import/image/podtynk/szafir/szary_mat/lp-7zb_m_70.jpg","https://www.ospel.pl/sites/all/pliki/import/image/rysunki/szafir/lacznik.pdf",null,"10AX250V~, IP20, zaciski bezgwintowe","","",null,null,null,"SZARY MAT",null,"0.04500000 kg","75 mm","75 mm","21 mm",null,null,"2025-05-08",null,"","https://www.ospel.pl/sites/all/pliki/import/image/podtynk/szafir/szary_mat/lp-7zb_m_70.jpg","27.33.11.0","8536 50 07"]
[4408,"ŁP-7ZBS/m/00","Łącznik żaluzjowy z podświetleniem białym z blokadą mechaniczną",42.1,1,"szt","PLN","23%","",10,null,null,null,null,"5906729011684",null,null,"SZAFIR",null,null,"",null,10,null,"https://www.ospel.pl/sites/all/pliki/import/image/podtynk/szafir/bialy/lp-7zbs_m_00.jpg","https://www.ospel.pl/sites/all/pliki/import/image/rysunki/szafir/lacznik.pdf",null,"10AX250V~, IP20, zaciski bezgwintowe","","",null,null,null,"BIAŁY",null,"0.04500000 kg","75 mm","75 mm","21 mm",null,null,"2025-05-08",null,"","https://www.ospel.pl/sites/all/pliki/import/image/podtynk/szafir/bialy/lp-7zbs_m_00.jpg","27.33.11.0","8536 50 07"]
[4409,"ŁP-7ZBS/m/18","Łącznik żaluzjowy z podświetleniem niebieskim z blokadą mechaniczną",49.1,1,"szt","PLN","23%","",10,null,null,null,null,"5906729012506",null,null,"SZAFIR",null,null,"",null,10,null,"https://www.ospel.pl/sites/all/pliki/import/image/podtynk/szafir/srebrny/lp-7zs_m_18.jpg","https://www.ospel.pl/sites/all/pliki/import/image/rysunki/szafir/lacznik.pdf",null,"10AX250V~, IP20, zaciski bezgwintowe","","",null,null,null,"SREBRO",null,"","75 mm","75 mm","21 mm",null,null,"2025-05-08",null,"","https://www.ospel.pl/sites/all/pliki/import/image/podtynk/szafir/srebrny/lp-7zs_m_18.jpg","27.33.11.0","8536 50 07"]
[4410,"ŁP-7ZBS/m/33","Łącznik żaluzjowy z podświetleniem niebieskim z blokadą mechaniczną",49.1,1,"szt","PLN","23%","",10,null,null,null,null,"5906729013329",null,null,"SZAFIR",null,null,"",null,10,null,"https://www.ospel.pl/sites/all/pliki/import/image/podtynk/szafir/czarny/lp-7zs_m_33.jpg","https://www.ospel.pl/sites/all/pliki/import/image/rysunki/szafir/lacznik.pdf",null,"10AX250V~, IP20, zaciski bezgwintowe","","",null,null,null,"CZARNY METALIK",null,"0.04500000 kg","75 mm","75 mm","21 mm",null,null,"2025-05-08",null,"","https://www.ospel.pl/sites/all/pliki/import/image/podtynk/szafir/czarny/lp-7zs_m_33.jpg","27.33.11.0","8536 50 07"]
[4411,"ŁP-7ZBS/m/70","Łącznik żaluzjowy z podświetleniem niebieskim z blokadą mechaniczną",49.1,1,"szt","PLN","23%","",10,null,null,null,null,"5906729014142",null,null,"SZAFIR",null,null,"",null,10,null,"https://www.ospel.pl/sites/all/pliki/import/image/podtynk/szafir/szary_mat/lp-7zbs_m_70.jpg","https://www.ospel.pl/sites/all/pliki/import/image/rysunki/szafir/lacznik.pdf",null,"10AX250V~, IP20, zaciski bezgwintowe","","",null,null,null,"SZARY MAT",null,"0.04500000 kg","75 mm","75 mm","21 mm",null,null,"2025-05-08",null,"","https://www.ospel.pl/sites/all/pliki/import/image/podtynk/szafir/szary_mat/lp-7zbs_m_70.jpg","27.33.11.0","8536 50 07"]
[4412,"ŁP-7ZS/m/00","Łącznik żaluzjowy, zwierny z podświetleniem białym",27.5,1,"szt","PLN","23%","",10,null,null,null,null,"5906729011660",null,null,"SZAFIR",null,null,"",null,10,null,"https://www.ospel.pl/sites/all/pliki/import/image/podtynk/szafir/bialy/lp-7zs_m_00.jpg","https://www.ospel.pl/sites/all/pliki/import/image/rysunki/szafir/lacznik.pdf",null,"10AX250V~, IP20, zaciski bezgwintowe","","",null,null,null,"BIAŁY",null,"0.04600000 kg","75 mm","75 mm","21 mm",null,null,"2025-05-08",null,"","https://www.ospel.pl/sites/all/pliki/import/image/podtynk/szafir/bialy/lp-7zs_m_00.jpg","27.33.11.0","8536 50 07"]
[4413,"ŁP-7ZS/m/18","Łącznik żaluzjowy, zwierny z podświetleniem niebieskim",35.4,1,"szt","PLN","23%","",10,null,null,null,null,"5906729012483",null,null,"SZAFIR",null,null,"",null,10,null,"https://www.ospel.pl/sites/all/pliki/import/image/podtynk/szafir/srebrny/lp-7zs_m_18.jpg","https://www.ospel.pl/sites/all/pliki/import/image/rysunki/szafir/lacznik.pdf",null,"10AX250V~, IP20, zaciski bezgwintowe","","",null,null,null,"SREBRO",null,"0.04600000 kg","75 mm","75 mm","21 mm",null,null,"2025-05-08",null,"","https://www.ospel.pl/sites/all/pliki/import/image/podtynk/szafir/srebrny/lp-7zs_m_18.jpg","27.33.11.0","8536 50 07"]
[4414,"ŁP-7ZS/m/33","Łącznik żaluzjowy, zwierny z podświetleniem niebieskim",35.4,1,"szt","PLN","23%","",10,null,null,null,null,"5906729013305",null,null,"SZAFIR",null,null,"",null,10,null,"https://www.ospel.pl/sites/all/pliki/import/image/podtynk/szafir/czarny/lp-7zs_m_33.jpg","https://www.ospel.pl/sites/all/pliki/import/image/rysunki/szafir/lacznik.pdf",null,"10AX250V~, IP20, zaciski bezgwintowe","","",null,null,null,"CZARNY METALIK",null,"0.04600000 kg","75 mm","75 mm","21 mm",null,null,"2025-05-08",null,"","https://www.ospel.pl/sites/all/pliki/import/image/podtynk/szafir/czarny/lp-7zs_m_33.jpg","27.33.11.0","8536 50 07"]
[4415,"ŁP-7ZS/m/70","Łącznik żaluzjowy, zwierny z podświetleniem niebieskim",35.4,1,"szt","PLN","23%","",10,null,null,null,null,"5906729014128",null,null,"SZAFIR",null,null,"",null,10,null,"https://www.ospel.pl/sites/all/pliki/import/image/podtynk/szafir/szary_mat/lp-7zs_m_70.jpg","https://www.ospel.pl/sites/all/pliki/import/image/rysunki/szafir/lacznik.pdf",null,"10AX250V~, IP20, zaciski bezgwintowe","","",null,null,null,"SZARY MAT",null,"0.04600000 kg","75 mm","75 mm","21 mm",null,null,"2025-05-08",null,"","https://www.ospel.pl/sites/all/pliki/import/image/podtynk/szafir/szary_mat/lp-7zs_m_70.jpg","27.33.11.0","8536 50 07"]
[4416,"ŁP-8ZL2/m/00","Ściemniacz uniwersalny do obciążenia żarowego, halogenowego oraz LED",178.7,1,"szt","PLN","23%","",5,null,null,null,null,"5906729011806",null,null,"SZAFIR",null,null,"",null,5,null,"https://www.ospel.pl/sites/all/pliki/import/image/podtynk/szafir/bialy/lp-8zl2_m_00.jpg","https://www.ospel.pl/sites/all/pliki/import/image/rysunki/szafir/sciemniacz.pdf",null,"LED 0-100W, GLS 10-250W, 230V~50Hz","","",null,null,null,"BIAŁY",null,"0.14000000 kg","75 mm","75 mm","30 mm",null,null,"2025-05-08",null,"","https://www.ospel.pl/sites/all/pliki/import/image/podtynk/szafir/bialy/lp-8zl2_m_00.jpg","27.33.11.0","8536 50 05"]
[4417,"ŁP-8ZL2/m/18","Ściemniacz uniwersalny do obciążenia żarowego, halogenowego oraz LED",187,1,"szt","PLN","23%","",5,null,null,null,null,"5906729012629",null,null,"SZAFIR",null,null,"",null,5,null,"https://www.ospel.pl/sites/all/pliki/import/image/podtynk/szafir/srebrny/lp-8zl2_m_18.jpg","https://www.ospel.pl/sites/all/pliki/import/image/rysunki/szafir/sciemniacz.pdf",null,"LED 0-100W, GLS 10-250W, 230V~50Hz","","",null,null,null,"SREBRO",null,"0.14000000 kg","75 mm","75 mm","30 mm",null,null,"2025-05-08",null,"","https://www.ospel.pl/sites/all/pliki/import/image/podtynk/szafir/srebrny/lp-8zl2_m_18.jpg","27.33.11.0","8536 50 05"]
[4418,"ŁP-8ZL2/m/33","Ściemniacz uniwersalny do obciążenia żarowego, halogenowego oraz LED",187,1,"szt","PLN","23%","",5,null,null,null,null,"5906729013442",null,null,"SZAFIR",null,null,"",null,5,null,"https://www.ospel.pl/sites/all/pliki/import/image/podtynk/szafir/czarny/lp-8zl2_m_33.jpg","https://www.ospel.pl/sites/all/pliki/import/image/rysunki/szafir/sciemniacz.pdf",null,"LED 0-100W, GLS 10-250W, 230V~50Hz","","",null,null,null,"CZARNY METALIK",null,"0.14000000 kg","75 mm","75 mm","30 mm",null,null,"2025-05-08",null,"","https://www.ospel.pl/sites/all/pliki/import/image/podtynk/szafir/czarny/lp-8zl2_m_33.jpg","27.33.11.0","8536 50 05"]
[4419,"ŁP-8ZL2/m/70","Ściemniacz uniwersalny do obciążenia żarowego, halogenowego oraz LED",187,1,"szt","PLN","23%","",5,null,null,null,null,"5906729014265",null,null,"SZAFIR",null,null,"",null,5,null,"https://www.ospel.pl/sites/all/pliki/import/image/podtynk/szafir/szary_mat/lp-8zl2_m_70.jpg","https://www.ospel.pl/sites/all/pliki/import/image/rysunki/szafir/sciemniacz.pdf",null,"LED 0-100W, GLS 10-250W, 230V~50Hz","","",null,null,null,"SZARY MAT",null,"0.14000000 kg","75 mm","75 mm","30 mm",null,null,"2025-05-08",null,"","https://www.ospel.pl/sites/all/pliki/import/image/podtynk/szafir/szary_mat/lp-8zl2_m_70.jpg","27.33.11.0","8536 50 05"]
[4420,"ŁP-9Z/m/00","Łącznik schodowy + jednobiegunowy",25.5,1,"szt","PLN","23%","",10,null,null,null,null,"5906729011721",null,null,"SZAFIR",null,null,"",null,10,null,"https://www.ospel.pl/sites/all/pliki/import/image/podtynk/szafir/bialy/lp-9z_m_00.jpg","https://www.ospel.pl/sites/all/pliki/import/image/rysunki/szafir/lacznik.pdf",null,"10AX250V~, IP20, zaciski bezgwintowe","","",null,null,null,"BIAŁY",null,"0.04800000 kg","75 mm","75 mm","21 mm",null,null,"2025-05-08",null,"","https://www.ospel.pl/sites/all/pliki/import/image/podtynk/szafir/bialy/lp-9z_m_00.jpg","27.33.11.0","8536 50 07"]
[4421,"ŁP-9Z/m/18","Łącznik schodowy + jednobiegunowy",29.8,1,"szt","PLN","23%","",10,null,null,null,null,"5906729012544",null,null,"SZAFIR",null,null,"",null,10,null,"https://www.ospel.pl/sites/all/pliki/import/image/podtynk/szafir/srebrny/lp-9z_m_18.jpg","https://www.ospel.pl/sites/all/pliki/import/image/rysunki/szafir/lacznik.pdf",null,"10AX250V~, IP20, zaciski bezgwintowe","","",null,null,null,"SREBRO",null,"0.04800000 kg","75 mm","75 mm","21 mm",null,null,"2025-05-08",null,"","https://www.ospel.pl/sites/all/pliki/import/image/podtynk/szafir/srebrny/lp-9z_m_18.jpg","27.33.11.0","8536 50 07"]
[4422,"ŁP-9Z/m/33","Łącznik schodowy + jednobiegunowy",29.8,1,"szt","PLN","23%","",10,null,null,null,null,"5906729013367",null,null,"SZAFIR",null,null,"",null,10,null,"https://www.ospel.pl/sites/all/pliki/import/image/podtynk/szafir/czarny/lp-9z_m_33.jpg","https://www.ospel.pl/sites/all/pliki/import/image/rysunki/szafir/lacznik.pdf",null,"10AX250V~, IP20, zaciski bezgwintowe","","",null,null,null,"CZARNY METALIK",null,"0.04800000 kg","75 mm","75 mm","21 mm",null,null,"2025-05-08",null,"","https://www.ospel.pl/sites/all/pliki/import/image/podtynk/szafir/czarny/lp-9z_m_33.jpg","27.33.11.0","8536 50 07"]
[4423,"ŁP-9Z/m/70","Łącznik schodowy + jednobiegunowy",29.8,1,"szt","PLN","23%","",10,null,null,null,null,"5906729014180",null,null,"SZAFIR",null,null,"",null,10,null,"https://www.ospel.pl/sites/all/pliki/import/image/podtynk/szafir/szary_mat/lp-9z_m_70.jpg","https://www.ospel.pl/sites/all/pliki/import/image/rysunki/szafir/lacznik.pdf",null,"10AX250V~, IP20, zaciski bezgwintowe","","",null,null,null,"SZARY MAT",null,"0.04800000 kg","75 mm","75 mm","21 mm",null,null,"2025-05-08",null,"","https://www.ospel.pl/sites/all/pliki/import/image/podtynk/szafir/szary_mat/lp-9z_m_70.jpg","27.33.11.0","8536 50 07"]
[4424,"ŁP-9ZS/m/00","Łącznik schodowy + jednobiegunowy z podświetleniem białym",34.299999999999997,1,"szt","PLN","23%","",10,null,null,null,null,"5906729011738",null,null,"SZAFIR",null,null,"",null,10,null,"https://www.ospel.pl/sites/all/pliki/import/image/podtynk/szafir/bialy/lp-9zs_m_00.jpg","https://www.ospel.pl/sites/all/pliki/import/image/rysunki/szafir/lacznik.pdf",null,"10AX250V~, IP20, zaciski bezgwintowe","","",null,null,null,"BIAŁY",null,"0.04900000 kg","75 mm","75 mm","21 mm",null,null,"2025-05-08",null,"","https://www.ospel.pl/sites/all/pliki/import/image/podtynk/szafir/bialy/lp-9zs_m_00.jpg","27.33.11.0","8536 50 07"]
[4425,"ŁP-9ZS/m/18","Łącznik schodowy + jednobiegunowy z podświetleniem niebieskim",38.9,1,"szt","PLN","23%","",10,null,null,null,null,"5906729012551",null,null,"SZAFIR",null,null,"",null,10,null,"https://www.ospel.pl/sites/all/pliki/import/image/podtynk/szafir/srebrny/lp-9zs_m_18.jpg","https://www.ospel.pl/sites/all/pliki/import/image/rysunki/szafir/lacznik.pdf",null,"10AX250V~, IP20, zaciski bezgwintowe","","",null,null,null,"SREBRO",null,"0.04900000 kg","75 mm","75 mm","21 mm",null,null,"2025-05-08",null,"","https://www.ospel.pl/sites/all/pliki/import/image/podtynk/szafir/srebrny/lp-9zs_m_18.jpg","27.33.11.0","8536 50 07"]
[4426,"ŁP-9ZS/m/33","Łącznik schodowy + jednobiegunowy z podświetleniem niebieskim",38.9,1,"szt","PLN","23%","",10,null,null,null,null,"5906729013374",null,null,"SZAFIR",null,null,"",null,10,null,"https://www.ospel.pl/sites/all/pliki/import/image/podtynk/szafir/czarny/lp-9zs_m_33.jpg","https://www.ospel.pl/sites/all/pliki/import/image/rysunki/szafir/lacznik.pdf",null,"10AX250V~, IP20, zaciski bezgwintowe","","",null,null,null,"CZARNY METALIK",null,"0.04900000 kg","75 mm","75 mm","21 mm",null,null,"2025-05-08",null,"","https://www.ospel.pl/sites/all/pliki/import/image/podtynk/szafir/czarny/lp-9zs_m_33.jpg","27.33.11.0","8536 50 07"]
[4427,"ŁP-9ZS/m/70","Łącznik schodowy + jednobiegunowy z podświetleniem niebieskim",38.9,1,"szt","PLN","23%","",10,null,null,null,null,"5906729014197",null,null,"SZAFIR",null,null,"",null,10,null,"https://www.ospel.pl/sites/all/pliki/import/image/podtynk/szafir/szary_mat/lp-9zs_m_70.jpg","https://www.ospel.pl/sites/all/pliki/import/image/rysunki/szafir/lacznik.pdf",null,"10AX250V~, IP20, zaciski bezgwintowe","","",null,null,null,"SZARY MAT",null,"0.04900000 kg","75 mm","75 mm","21 mm",null,null,"2025-05-08",null,"","https://www.ospel.pl/sites/all/pliki/import/image/podtynk/szafir/szary_mat/lp-9zs_m_70.jpg","27.33.11.0","8536 50 07"]
[4428,"O-1Z","Osłona ochronna",2.7,1,"szt","PLN","23%","",20,null,null,null,null,"5906729015644",null,null,"SZAFIR",null,null,"",null,20,null,"https://www.ospel.pl/sites/all/pliki/import/image/podtynk/szafir/bialy/o-1z.jpg","",null,"","","",null,null,null,"BEZBARWNY",null,"","71 mm","71 mm","",null,null,"2025-05-08",null,"","https://www.ospel.pl/sites/all/pliki/import/image/podtynk/szafir/bialy/o-1z.jpg","27.33.13.0","8536 90 01"]
[4429,"R-1Z/00","Ramka pojedyncza",3,1,"szt","PLN","23%","",10,null,null,null,null,"5906729012230",null,null,"SZAFIR",null,null,"",null,10,null,"https://www.ospel.pl/sites/all/pliki/import/image/podtynk/szafir/bialy/r-1z_00.jpg","https://www.ospel.pl/sites/all/pliki/import/image/rysunki/szafir/ramka.pdf",null,"Tworzywo poliwęglan","","",null,null,null,"BIAŁY",null,"","82 mm","82 mm","",null,null,"2025-05-08",null,"","https://www.ospel.pl/sites/all/pliki/import/image/podtynk/szafir/bialy/r-1z_00.jpg","27.33.13.0","8536 90 01"]
[4430,"R-1Z/18","Ramka pojedyncza",8,1,"szt","PLN","23%","",10,null,null,null,null,"5906729013053",null,null,"SZAFIR",null,null,"",null,10,null,"https://www.ospel.pl/sites/all/pliki/import/image/podtynk/szafir/srebrny/r-1z_18.jpg","https://www.ospel.pl/sites/all/pliki/import/image/rysunki/szafir/ramka.pdf",null,"Tworzywo poliwęglan","","",null,null,null,"SREBRO",null,"","82 mm","82 mm","",null,null,"2025-05-08",null,"","https://www.ospel.pl/sites/all/pliki/import/image/podtynk/szafir/srebrny/r-1z_18.jpg","27.33.13.0","8536 90 01"]
[4431,"R-1Z/33","Ramka pojedyncza",8,1,"szt","PLN","23%","",10,null,null,null,null,"5906729013879",null,null,"SZAFIR",null,null,"",null,10,null,"https://www.ospel.pl/sites/all/pliki/import/image/podtynk/szafir/czarny/r-1z_33.jpg","https://www.ospel.pl/sites/all/pliki/import/image/rysunki/szafir/ramka.pdf",null,"Tworzywo poliwęglan","","",null,null,null,"CZARNY METALIK",null,"","82 mm","82 mm","",null,null,"2025-05-08",null,"","https://www.ospel.pl/sites/all/pliki/import/image/podtynk/szafir/czarny/r-1z_33.jpg","27.33.13.0","8536 90 01"]
[4432,"R-1Z/70","Ramka pojedyncza",8,1,"szt","PLN","23%","",10,null,null,null,null,"5906729014692",null,null,"SZAFIR",null,null,"",null,10,null,"https://www.ospel.pl/sites/all/pliki/import/image/podtynk/szafir/szary_mat/r-1z_70.jpg","https://www.ospel.pl/sites/all/pliki/import/image/rysunki/szafir/ramka.pdf",null,"Tworzywo poliwęglan","","",null,null,null,"SZARY MAT",null,"","82 mm","82 mm","",null,null,"2025-05-08",null,"","https://www.ospel.pl/sites/all/pliki/import/image/podtynk/szafir/szary_mat/r-1z_70.jpg","27.33.13.0","8536 90 01"]
[4433,"R-2Z/00","Ramka podwójna",6.2,1,"szt","PLN","23%","",10,null,null,null,null,"5906729012247",null,null,"SZAFIR",null,null,"",null,10,null,"https://www.ospel.pl/sites/all/pliki/import/image/podtynk/szafir/bialy/r-2z_00.jpg","https://www.ospel.pl/sites/all/pliki/import/image/rysunki/szafir/ramka_2.pdf",null,"Tworzywo poliwęglan","","",null,null,null,"BIAŁY",null,"","82 mm","153 mm","",null,null,"2025-05-08",null,"","https://www.ospel.pl/sites/all/pliki/import/image/podtynk/szafir/bialy/r-2z_00.jpg","27.33.13.0","8536 90 01"]
[4434,"R-2Z/18","Ramka podwójna",11.8,1,"szt","PLN","23%","",10,null,null,null,null,"5906729013060",null,null,"SZAFIR",null,null,"",null,10,null,"https://www.ospel.pl/sites/all/pliki/import/image/podtynk/szafir/srebrny/r-2z_18.jpg","https://www.ospel.pl/sites/all/pliki/import/image/rysunki/szafir/ramka_2.pdf",null,"Tworzywo poliwęglan","","",null,null,null,"SREBRO",null,"","82 mm","153 mm","",null,null,"2025-05-08",null,"","https://www.ospel.pl/sites/all/pliki/import/image/podtynk/szafir/srebrny/r-2z_18.jpg","27.33.13.0","8536 90 01"]
[4435,"R-2Z/33","Ramka podwójna",11.8,1,"szt","PLN","23%","",10,null,null,null,null,"5906729013886",null,null,"SZAFIR",null,null,"",null,10,null,"https://www.ospel.pl/sites/all/pliki/import/image/podtynk/szafir/czarny/r-2z_33.jpg","https://www.ospel.pl/sites/all/pliki/import/image/rysunki/szafir/ramka_2.pdf",null,"Tworzywo poliwęglan","","",null,null,null,"CZARNY METALIK",null,"","82 mm","153 mm","",null,null,"2025-05-08",null,"","https://www.ospel.pl/sites/all/pliki/import/image/podtynk/szafir/czarny/r-2z_33.jpg","27.33.13.0","8536 90 01"]
[4436,"R-2Z/70","Ramka podwójna",11.8,1,"szt","PLN","23%","",10,null,null,null,null,"5906729014708",null,null,"SZAFIR",null,null,"",null,10,null,"https://www.ospel.pl/sites/all/pliki/import/image/podtynk/szafir/szary_mat/r-2z_70.jpg","https://www.ospel.pl/sites/all/pliki/import/image/rysunki/szafir/ramka_2.pdf",null,"Tworzywo poliwęglan","","",null,null,null,"SZARY MAT",null,"","82 mm","153 mm","",null,null,"2025-05-08",null,"","https://www.ospel.pl/sites/all/pliki/import/image/podtynk/szafir/szary_mat/r-2z_70.jpg","27.33.13.0","8536 90 01"]
[4437,"R-3Z/00","Ramka potrójna",9.1999999999999993,1,"szt","PLN","23%","",10,null,null,null,null,"5906729012254",null,null,"SZAFIR",null,null,"",null,10,null,"https://www.ospel.pl/sites/all/pliki/import/image/podtynk/szafir/bialy/r-3z_00.jpg","https://www.ospel.pl/sites/all/pliki/import/image/rysunki/szafir/ramka_3.pdf",null,"Tworzywo poliwęglan","","",null,null,null,"BIAŁY",null,"","82 mm","224 mm","",null,null,"2025-05-08",null,"","https://www.ospel.pl/sites/all/pliki/import/image/podtynk/szafir/bialy/r-3z_00.jpg","27.33.13.0","8536 90 01"]
[4438,"R-3Z/18","Ramka potrójna",15.8,1,"szt","PLN","23%","",10,null,null,null,null,"5906729013077",null,null,"SZAFIR",null,null,"",null,10,null,"https://www.ospel.pl/sites/all/pliki/import/image/podtynk/szafir/srebrny/r-3z_18.jpg","https://www.ospel.pl/sites/all/pliki/import/image/rysunki/szafir/ramka_3.pdf",null,"Tworzywo poliwęglan","","",null,null,null,"SREBRO",null,"","82 mm","224 mm","",null,null,"2025-05-08",null,"","https://www.ospel.pl/sites/all/pliki/import/image/podtynk/szafir/srebrny/r-3z_18.jpg","27.33.13.0","8536 90 01"]
[4439,"R-3Z/33","Ramka potrójna",15.8,1,"szt","PLN","23%","",10,null,null,null,null,"5906729013893",null,null,"SZAFIR",null,null,"",null,10,null,"https://www.ospel.pl/sites/all/pliki/import/image/podtynk/szafir/czarny/r-3z_33.jpg","https://www.ospel.pl/sites/all/pliki/import/image/rysunki/szafir/ramka_3.pdf",null,"Tworzywo poliwęglan","","",null,null,null,"CZARNY METALIK",null,"","82 mm","224 mm","",null,null,"2025-05-08",null,"","https://www.ospel.pl/sites/all/pliki/import/image/podtynk/szafir/czarny/r-3z_33.jpg","27.33.13.0","8536 90 01"]
[4440,"R-3Z/70","Ramka potrójna",15.8,1,"szt","PLN","23%","",10,null,null,null,null,"5906729014715",null,null,"SZAFIR",null,null,"",null,10,null,"https://www.ospel.pl/sites/all/pliki/import/image/podtynk/szafir/szary_mat/r-3z_70.jpg","https://www.ospel.pl/sites/all/pliki/import/image/rysunki/szafir/ramka_3.pdf",null,"Tworzywo poliwęglan","","",null,null,null,"SZARY MAT",null,"","82 mm","224 mm","",null,null,"2025-05-08",null,"","https://www.ospel.pl/sites/all/pliki/import/image/podtynk/szafir/szary_mat/r-3z_70.jpg","27.33.13.0","8536 90 01"]
[4441,"R-4Z/00","Ramka poczwórna",13.2,1,"szt","PLN","23%","",10,null,null,null,null,"5906729012261",null,null,"SZAFIR",null,null,"",null,10,null,"https://www.ospel.pl/sites/all/pliki/import/image/podtynk/szafir/bialy/r-4z_00.jpg","https://www.ospel.pl/sites/all/pliki/import/image/rysunki/szafir/ramka_4.pdf",null,"Tworzywo poliwęglan","","",null,null,null,"BIAŁY",null,"","82 mm","295 mm","",null,null,"2025-05-08",null,"","https://www.ospel.pl/sites/all/pliki/import/image/podtynk/szafir/bialy/r-4z_00.jpg","27.33.13.0","8536 90 01"]
[4442,"R-4Z/18","Ramka poczwórna",20.7,1,"szt","PLN","23%","",10,null,null,null,null,"5906729013084",null,null,"SZAFIR",null,null,"",null,10,null,"https://www.ospel.pl/sites/all/pliki/import/image/podtynk/szafir/srebrny/r-4z_18.jpg","https://www.ospel.pl/sites/all/pliki/import/image/rysunki/szafir/ramka_4.pdf",null,"Tworzywo poliwęglan","","",null,null,null,"SREBRO",null,"","82 mm","295 mm","",null,null,"2025-05-08",null,"","https://www.ospel.pl/sites/all/pliki/import/image/podtynk/szafir/srebrny/r-4z_18.jpg","27.33.13.0","8536 90 01"]
[4443,"R-4Z/33","Ramka poczwórna",20.7,1,"szt","PLN","23%","",10,null,null,null,null,"5906729013909",null,null,"SZAFIR",null,null,"",null,10,null,"https://www.ospel.pl/sites/all/pliki/import/image/podtynk/szafir/czarny/r-4z_33.jpg","https://www.ospel.pl/sites/all/pliki/import/image/rysunki/szafir/ramka_4.pdf",null,"Tworzywo poliwęglan","","",null,null,null,"CZARNY METALIK",null,"","82 mm","295 mm","",null,null,"2025-05-08",null,"","https://www.ospel.pl/sites/all/pliki/import/image/podtynk/szafir/czarny/r-4z_33.jpg","27.33.13.0","8536 90 01"]
[4444,"R-4Z/70","Ramka poczwórna",20.7,1,"szt","PLN","23%","",10,null,null,null,null,"5906729014722",null,null,"SZAFIR",null,null,"",null,10,null,"https://www.ospel.pl/sites/all/pliki/import/image/podtynk/szafir/szary_mat/r-4z_70.jpg","https://www.ospel.pl/sites/all/pliki/import/image/rysunki/szafir/ramka_4.pdf",null,"Tworzywo poliwęglan","","",null,null,null,"SZARY MAT",null,"","82 mm","295 mm","",null,null,"2025-05-08",null,"","https://www.ospel.pl/sites/all/pliki/import/image/podtynk/szafir/szary_mat/r-4z_70.jpg","27.33.13.0","8536 90 01"]
[4445,"R-5Z/00","Ramka pięciokrotna",16,1,"szt","PLN","23%","",10,null,null,null,null,"5906729012278",null,null,"SZAFIR",null,null,"",null,10,null,"https://www.ospel.pl/sites/all/pliki/import/image/podtynk/szafir/bialy/r-5z_00.jpg","https://www.ospel.pl/sites/all/pliki/import/image/rysunki/szafir/ramka_5.pdf",null,"Tworzywo poliwęglan","","",null,null,null,"BIAŁY",null,"","82 mm","366 mm","",null,null,"2025-05-08",null,"","https://www.ospel.pl/sites/all/pliki/import/image/podtynk/szafir/bialy/r-5z_00.jpg","27.33.13.0","8536 90 01"]
[4446,"R-5Z/18","Ramka pięciokrotna",22.9,1,"szt","PLN","23%","",10,null,null,null,null,"5906729013091",null,null,"SZAFIR",null,null,"",null,10,null,"https://www.ospel.pl/sites/all/pliki/import/image/podtynk/szafir/srebrny/r-5z_18.jpg","https://www.ospel.pl/sites/all/pliki/import/image/rysunki/szafir/ramka_5.pdf",null,"Tworzywo poliwęglan","","",null,null,null,"SREBRO",null,"","82 mm","366 mm","",null,null,"2025-05-08",null,"","https://www.ospel.pl/sites/all/pliki/import/image/podtynk/szafir/srebrny/r-5z_18.jpg","27.33.13.0","8536 90 01"]
[4447,"R-5Z/33","Ramka pięciokrotna",22.9,1,"szt","PLN","23%","",10,null,null,null,null,"5906729013916",null,null,"SZAFIR",null,null,"",null,10,null,"https://www.ospel.pl/sites/all/pliki/import/image/podtynk/szafir/czarny/r-5z_33.jpg","https://www.ospel.pl/sites/all/pliki/import/image/rysunki/szafir/ramka_5.pdf",null,"Tworzywo poliwęglan","","",null,null,null,"CZARNY METALIK",null,"","82 mm","366 mm","",null,null,"2025-05-08",null,"","https://www.ospel.pl/sites/all/pliki/import/image/podtynk/szafir/czarny/r-5z_33.jpg","27.33.13.0","8536 90 01"]
[4448,"R-5Z/70","Ramka pięciokrotna",22.9,1,"szt","PLN","23%","",10,null,null,null,null,"5906729014739",null,null,"SZAFIR",null,null,"",null,10,null,"https://www.ospel.pl/sites/all/pliki/import/image/podtynk/szafir/szary_mat/r-5z_70.jpg","https://www.ospel.pl/sites/all/pliki/import/image/rysunki/szafir/ramka_5.pdf",null,"Tworzywo poliwęglan","","",null,null,null,"SZARY MAT",null,"","82 mm","366 mm","",null,null,"2025-05-08",null,"","https://www.ospel.pl/sites/all/pliki/import/image/podtynk/szafir/szary_mat/r-5z_70.jpg","27.33.13.0","8536 90 01"]
[4449,"RH-1Z/00","Ramka pojedyncza do łączników IP-44",4.0999999999999996,1,"szt","PLN","23%","",10,null,null,null,null,"5906729012285",null,null,"SZAFIR",null,null,"",null,10,null,"https://www.ospel.pl/sites/all/pliki/import/image/podtynk/szafir/bialy/rh-1z_00.jpg","https://www.ospel.pl/sites/all/pliki/import/image/rysunki/szafir/ramka.pdf",null,"Tworzywo poliwęglan","","",null,null,null,"BIAŁY",null,"","82 mm","82 mm","",null,null,"2025-05-08",null,"","https://www.ospel.pl/sites/all/pliki/import/image/podtynk/szafir/bialy/rh-1z_00.jpg","27.33.13.0","8536 90 01"]
[4450,"RH-1Z/18","Ramka pojedyncza do łączników IP-44",8.1999999999999993,1,"szt","PLN","23%","",10,null,null,null,null,"5906729013107",null,null,"SZAFIR",null,null,"",null,10,null,"https://www.ospel.pl/sites/all/pliki/import/image/podtynk/szafir/srebrny/rh-1z_18.jpg","https://www.ospel.pl/sites/all/pliki/import/image/rysunki/szafir/ramka.pdf",null,"Tworzywo poliwęglan","","",null,null,null,"SREBRO",null,"","82 mm","82 mm","",null,null,"2025-05-08",null,"","https://www.ospel.pl/sites/all/pliki/import/image/podtynk/szafir/srebrny/rh-1z_18.jpg","27.33.13.0","8536 90 01"]
[4451,"RH-1Z/33","Ramka pojedyncza do łączników IP-44",8.1999999999999993,1,"szt","PLN","23%","",10,null,null,null,null,"5906729013923",null,null,"SZAFIR",null,null,"",null,10,null,"https://www.ospel.pl/sites/all/pliki/import/image/podtynk/szafir/czarny/rh-1z_33.jpg","https://www.ospel.pl/sites/all/pliki/import/image/rysunki/szafir/ramka.pdf",null,"Tworzywo poliwęglan","","",null,null,null,"CZARNY METALIK",null,"","82 mm","82 mm","",null,null,"2025-05-08",null,"","https://www.ospel.pl/sites/all/pliki/import/image/podtynk/szafir/czarny/rh-1z_33.jpg","27.33.13.0","8536 90 01"]
[4452,"RH-1Z/70","Ramka pojedyncza do łączników IP-44",8.1999999999999993,1,"szt","PLN","23%","",10,null,null,null,null,"5906729014746",null,null,"SZAFIR",null,null,"",null,10,null,"https://www.ospel.pl/sites/all/pliki/import/image/podtynk/szafir/szary_mat/rh-1z_70.jpg","https://www.ospel.pl/sites/all/pliki/import/image/rysunki/szafir/ramka.pdf",null,"Tworzywo poliwęglan","","",null,null,null,"SZARY MAT",null,"","82 mm","82 mm","",null,null,"2025-05-08",null,"","https://www.ospel.pl/sites/all/pliki/import/image/podtynk/szafir/szary_mat/rh-1z_70.jpg","27.33.13.0","8536 90 01"]
[4453,"RH-2Z/00","Ramka podwójna do łączników IP-44",7.1,1,"szt","PLN","23%","",10,null,null,null,null,"5906729012292",null,null,"SZAFIR",null,null,"",null,10,null,"https://www.ospel.pl/sites/all/pliki/import/image/podtynk/szafir/bialy/rh-2z_00.jpg","https://www.ospel.pl/sites/all/pliki/import/image/rysunki/szafir/ramka_2.pdf",null,"Tworzywo poliwęglan","","",null,null,null,"BIAŁY",null,"","82 mm","153 mm","",null,null,"2025-05-08",null,"","https://www.ospel.pl/sites/all/pliki/import/image/podtynk/szafir/bialy/rh-2z_00.jpg","27.33.13.0","8536 90 01"]
[4454,"RH-2Z/18","Ramka podwójna do łączników IP-44",12,1,"szt","PLN","23%","",10,null,null,null,null,"5906729013114",null,null,"SZAFIR",null,null,"",null,10,null,"https://www.ospel.pl/sites/all/pliki/import/image/podtynk/szafir/srebrny/rh-2z_18.jpg","https://www.ospel.pl/sites/all/pliki/import/image/rysunki/szafir/ramka_2.pdf",null,"Tworzywo poliwęglan","","",null,null,null,"SREBRO",null,"","82 mm","153 mm","",null,null,"2025-05-08",null,"","https://www.ospel.pl/sites/all/pliki/import/image/podtynk/szafir/srebrny/rh-2z_18.jpg","27.33.13.0","8536 90 01"]
[4455,"RH-2Z/33","Ramka podwójna do łączników IP-44",12,1,"szt","PLN","23%","",10,null,null,null,null,"5906729013930",null,null,"SZAFIR",null,null,"",null,10,null,"https://www.ospel.pl/sites/all/pliki/import/image/podtynk/szafir/czarny/rh-2z_33.jpg","https://www.ospel.pl/sites/all/pliki/import/image/rysunki/szafir/ramka_2.pdf",null,"Tworzywo poliwęglan","","",null,null,null,"CZARNY METALIK",null,"","82 mm","153 mm","",null,null,"2025-05-08",null,"","https://www.ospel.pl/sites/all/pliki/import/image/podtynk/szafir/czarny/rh-2z_33.jpg","27.33.13.0","8536 90 01"]
[4456,"RH-2Z/70","Ramka podwójna do łączników IP-44",12,1,"szt","PLN","23%","",10,null,null,null,null,"5906729014753",null,null,"SZAFIR",null,null,"",null,10,null,"https://www.ospel.pl/sites/all/pliki/import/image/podtynk/szafir/szary_mat/rh-2z_70.jpg","https://www.ospel.pl/sites/all/pliki/import/image/rysunki/szafir/ramka_2.pdf",null,"Tworzywo poliwęglan","","",null,null,null,"SZARY MAT",null,"","82 mm","153 mm","",null,null,"2025-05-08",null,"","https://www.ospel.pl/sites/all/pliki/import/image/podtynk/szafir/szary_mat/rh-2z_70.jpg","27.33.13.0","8536 90 01"]
[4457,"RH-3Z/00","Ramka potrójna do łączników IP-44",10.199999999999999,1,"szt","PLN","23%","",10,null,null,null,null,"5906729012308",null,null,"SZAFIR",null,null,"",null,10,null,"https://www.ospel.pl/sites/all/pliki/import/image/podtynk/szafir/bialy/rh-3z_00.jpg","https://www.ospel.pl/sites/all/pliki/import/image/rysunki/szafir/ramka_3.pdf",null,"Tworzywo poliwęglan","","",null,null,null,"BIAŁY",null,"","82 mm","224 mm","",null,null,"2025-05-08",null,"","https://www.ospel.pl/sites/all/pliki/import/image/podtynk/szafir/bialy/rh-3z_00.jpg","27.33.13.0","8536 90 01"]
[4458,"RH-3Z/18","Ramka potrójna do łączników IP-44",16,1,"szt","PLN","23%","",10,null,null,null,null,"5906729013121",null,null,"SZAFIR",null,null,"",null,10,null,"https://www.ospel.pl/sites/all/pliki/import/image/podtynk/szafir/srebrny/rh-3z_18.jpg","https://www.ospel.pl/sites/all/pliki/import/image/rysunki/szafir/ramka_3.pdf",null,"Tworzywo poliwęglan","","",null,null,null,"SREBRO",null,"","82 mm","224 mm","",null,null,"2025-05-08",null,"","https://www.ospel.pl/sites/all/pliki/import/image/podtynk/szafir/srebrny/rh-3z_18.jpg","27.33.13.0","8536 90 01"]
[4459,"RH-3Z/33","Ramka potrójna do łączników IP-44",16,1,"szt","PLN","23%","",10,null,null,null,null,"5906729013947",null,null,"SZAFIR",null,null,"",null,10,null,"https://www.ospel.pl/sites/all/pliki/import/image/podtynk/szafir/czarny/rh-3z_33.jpg","https://www.ospel.pl/sites/all/pliki/import/image/rysunki/szafir/ramka_3.pdf",null,"Tworzywo poliwęglan","","",null,null,null,"CZARNY METALIK",null,"","82 mm","224 mm","",null,null,"2025-05-08",null,"","https://www.ospel.pl/sites/all/pliki/import/image/podtynk/szafir/czarny/rh-3z_33.jpg","27.33.13.0","8536 90 01"]
[4460,"RH-3Z/70","Ramka potrójna do łączników IP-44",16,1,"szt","PLN","23%","",10,null,null,null,null,"5906729014760",null,null,"SZAFIR",null,null,"",null,10,null,"https://www.ospel.pl/sites/all/pliki/import/image/podtynk/szafir/szary_mat/rh-3z_70.jpg","https://www.ospel.pl/sites/all/pliki/import/image/rysunki/szafir/ramka_3.pdf",null,"Tworzywo poliwęglan","","",null,null,null,"SZARY MAT",null,"","82 mm","224 mm","",null,null,"2025-05-08",null,"","https://www.ospel.pl/sites/all/pliki/import/image/podtynk/szafir/szary_mat/rh-3z_70.jpg","27.33.13.0","8536 90 01"]
[4461,"RH-4Z/00","Ramka poczwórna do łączników IP-44",14.2,1,"szt","PLN","23%","",10,null,null,null,null,"5906729012315",null,null,"SZAFIR",null,null,"",null,10,null,"https://www.ospel.pl/sites/all/pliki/import/image/podtynk/szafir/bialy/rh-4z_00.jpg","https://www.ospel.pl/sites/all/pliki/import/image/rysunki/szafir/ramka_4.pdf",null,"Tworzywo poliwęglan","","",null,null,null,"BIAŁY",null,"","82 mm","295 mm","",null,null,"2025-05-08",null,"","https://www.ospel.pl/sites/all/pliki/import/image/podtynk/szafir/bialy/rh-4z_00.jpg","27.33.13.0","8536 90 01"]
[4462,"RH-4Z/18","Ramka poczwórna do łączników IP-44",21,1,"szt","PLN","23%","",10,null,null,null,null,"5906729013138",null,null,"SZAFIR",null,null,"",null,10,null,"https://www.ospel.pl/sites/all/pliki/import/image/podtynk/szafir/srebrny/rh-4z_18.jpg","https://www.ospel.pl/sites/all/pliki/import/image/rysunki/szafir/ramka_4.pdf",null,"Tworzywo poliwęglan","","",null,null,null,"SREBRO",null,"","82 mm","295 mm","",null,null,"2025-05-08",null,"","https://www.ospel.pl/sites/all/pliki/import/image/podtynk/szafir/srebrny/rh-4z_18.jpg","27.33.13.0","8536 90 01"]
[4463,"RH-4Z/33","Ramka poczwórna do łączników IP-44",21,1,"szt","PLN","23%","",10,null,null,null,null,"5906729013954",null,null,"SZAFIR",null,null,"",null,10,null,"https://www.ospel.pl/sites/all/pliki/import/image/podtynk/szafir/czarny/rh-4z_33.jpg","https://www.ospel.pl/sites/all/pliki/import/image/rysunki/szafir/ramka_4.pdf",null,"Tworzywo poliwęglan","","",null,null,null,"CZARNY METALIK",null,"","82 mm","295 mm","",null,null,"2025-05-08",null,"","https://www.ospel.pl/sites/all/pliki/import/image/podtynk/szafir/czarny/rh-4z_33.jpg","27.33.13.0","8536 90 01"]
[4464,"RH-4Z/70","Ramka poczwórna do łączników IP-44",21,1,"szt","PLN","23%","",10,null,null,null,null,"5906729014777",null,null,"SZAFIR",null,null,"",null,10,null,"https://www.ospel.pl/sites/all/pliki/import/image/podtynk/szafir/szary_mat/rh-4z_70.jpg","https://www.ospel.pl/sites/all/pliki/import/image/rysunki/szafir/ramka_4.pdf",null,"Tworzywo poliwęglan","","",null,null,null,"SZARY MAT",null,"","82 mm","295 mm","",null,null,"2025-05-08",null,"","https://www.ospel.pl/sites/all/pliki/import/image/podtynk/szafir/szary_mat/rh-4z_70.jpg","27.33.13.0","8536 90 01"]
[4465,"RH-5Z/00","Ramka pięciokrotna do łączników IP-44",17,1,"szt","PLN","23%","",10,null,null,null,null,"5906729012322",null,null,"SZAFIR",null,null,"",null,10,null,"https://www.ospel.pl/sites/all/pliki/import/image/podtynk/szafir/bialy/rh-5z_00.jpg","https://www.ospel.pl/sites/all/pliki/import/image/rysunki/szafir/ramka_5.pdf",null,"Tworzywo poliwęglan","","",null,null,null,"BIAŁY",null,"","82 mm","366 mm","",null,null,"2025-05-08",null,"","https://www.ospel.pl/sites/all/pliki/import/image/podtynk/szafir/bialy/rh-5z_00.jpg","27.33.13.0","8536 90 01"]
[4466,"RH-5Z/18","Ramka pięciokrotna do łączników IP-44",23.1,1,"szt","PLN","23%","",10,null,null,null,null,"5906729013145",null,null,"SZAFIR",null,null,"",null,10,null,"https://www.ospel.pl/sites/all/pliki/import/image/podtynk/szafir/srebrny/rh-5z_18.jpg","https://www.ospel.pl/sites/all/pliki/import/image/rysunki/szafir/ramka_5.pdf",null,"Tworzywo poliwęglan","","",null,null,null,"SREBRO",null,"","82 mm","366 mm","",null,null,"2025-05-08",null,"","https://www.ospel.pl/sites/all/pliki/import/image/podtynk/szafir/srebrny/rh-5z_18.jpg","27.33.13.0","8536 90 01"]
[4467,"RH-5Z/33","Ramka pięciokrotna do łączników IP-44",23.1,1,"szt","PLN","23%","",10,null,null,null,null,"5906729013961",null,null,"SZAFIR",null,null,"",null,10,null,"https://www.ospel.pl/sites/all/pliki/import/image/podtynk/szafir/czarny/rh-5z_33.jpg","https://www.ospel.pl/sites/all/pliki/import/image/rysunki/szafir/ramka_5.pdf",null,"Tworzywo poliwęglan","","",null,null,null,"CZARNY METALIK",null,"","82 mm","366 mm","",null,null,"2025-05-08",null,"","https://www.ospel.pl/sites/all/pliki/import/image/podtynk/szafir/czarny/rh-5z_33.jpg","27.33.13.0","8536 90 01"]
[4468,"RH-5Z/70","Ramka pięciokrotna do łączników IP-44",23.1,1,"szt","PLN","23%","",10,null,null,null,null,"5906729014784",null,null,"SZAFIR",null,null,"",null,10,null,"https://www.ospel.pl/sites/all/pliki/import/image/podtynk/szafir/szary_mat/rh-5z_70.jpg","https://www.ospel.pl/sites/all/pliki/import/image/rysunki/szafir/ramka_5.pdf",null,"Tworzywo poliwęglan","","",null,null,null,"SZARY MAT",null,"","82 mm","366 mm","",null,null,"2025-05-08",null,"","https://www.ospel.pl/sites/all/pliki/import/image/podtynk/szafir/szary_mat/rh-5z_70.jpg","27.33.13.0","8536 90 01"]
[4469,"Z-1Z/m/00","Zaślepka",8,1,"szt","PLN","23%","",10,null,null,null,null,"5906729012186",null,null,"SZAFIR",null,null,"",null,10,null,"https://www.ospel.pl/sites/all/pliki/import/image/podtynk/szafir/bialy/z-1z_m_00.jpg","",null,"Montaż do puszek fi 60","","",null,null,null,"BIAŁY",null,"0.02800000 kg","75 mm","75 mm","22 mm",null,null,"2025-05-08",null,"","https://www.ospel.pl/sites/all/pliki/import/image/podtynk/szafir/bialy/z-1z_m_00.jpg","27.12.23.0","8536 90 01"]
[4470,"Z-1Z/m/18","Zaślepka",9.4,1,"szt","PLN","23%","",10,null,null,null,null,"5906729013008",null,null,"SZAFIR",null,null,"",null,10,null,"https://www.ospel.pl/sites/all/pliki/import/image/podtynk/szafir/srebrny/z-1z_m_18.jpg","",null,"Montaż do puszek fi 60","","",null,null,null,"SREBRO",null,"0.02800000 kg","75 mm","75 mm","22 mm",null,null,"2025-05-08",null,"","https://www.ospel.pl/sites/all/pliki/import/image/podtynk/szafir/srebrny/z-1z_m_18.jpg","27.12.23.0","8536 90 01"]
[4471,"Z-1Z/m/33","Zaślepka",9.4,1,"szt","PLN","23%","",10,null,null,null,null,"5906729013824",null,null,"SZAFIR",null,null,"",null,10,null,"https://www.ospel.pl/sites/all/pliki/import/image/podtynk/szafir/czarny/z-1z_m_33.jpg","",null,"Montaż do puszek fi 60","","",null,null,null,"CZARNY METALIK",null,"0.02800000 kg","75 mm","75 mm","22 mm",null,null,"2025-05-08",null,"","https://www.ospel.pl/sites/all/pliki/import/image/podtynk/szafir/czarny/z-1z_m_33.jpg","27.12.23.0","8536 90 01"]
[4472,"Z-1Z/m/70","Zaślepka",9.4,1,"szt","PLN","23%","",10,null,null,null,null,"5906729014647",null,null,"SZAFIR",null,null,"",null,10,null,"https://www.ospel.pl/sites/all/pliki/import/image/podtynk/szafir/szary_mat/z-1z_m_70.jpg","",null,"Montaż do puszek fi 60","","",null,null,null,"SZARY MAT",null,"0.02800000 kg","75 mm","75 mm","22 mm",null,null,"2025-05-08",null,"","https://www.ospel.pl/sites/all/pliki/import/image/podtynk/szafir/szary_mat/z-1z_m_70.jpg","27.12.23.0","8536 90 01"]
[4473,"ZU-1Z","Zestaw uszczelniający do łączników IP-44",4.0999999999999996,1,"szt","PLN","23%","",10,null,null,null,null,"5906729015637",null,null,"SZAFIR",null,null,"",null,10,null,"https://www.ospel.pl/sites/all/pliki/import/image/podtynk/szafir/bialy/zu-1z.jpg","",null,"","","",null,null,null,"BIAŁY",null,"","84 mm","84 mm","25 mm",null,null,"2025-05-08",null,"","https://www.ospel.pl/sites/all/pliki/import/image/podtynk/szafir/bialy/zu-1z.jpg","27.33.13.0","8536 90 01"]
[4474,"YT105","Transformator 0,45A 0-105W",71.900000000000006,1,"szt","PLN","23%","",0,null,null,null,null,"5906160700024",null,null,"TRANSFORMATORY",null,null,"Cena stała - nie podlega rabatowaniu",null,0,null,"https://www.ospel.pl/sites/all/pliki/import/image/transformatory/yt105.jpg","",null,"","","",null,null,null,"",null,"","","","",null,null,"2025-05-08",null,"","https://www.ospel.pl/sites/all/pliki/import/image/transformatory/yt105.jpg","27.11.50.0","8504 31 80"]
[4475,"YT150","Transformator 0,65A 0-150W",111.2,1,"szt","PLN","23%","",0,null,null,null,null,"5906160700031",null,null,"TRANSFORMATORY",null,null,"Cena stała - nie podlega rabatowaniu",null,0,null,"https://www.ospel.pl/sites/all/pliki/import/image/transformatory/yt150.jpg","",null,"","","",null,null,null,"",null,"","","","",null,null,"2025-05-08",null,"","https://www.ospel.pl/sites/all/pliki/import/image/transformatory/yt150.jpg","27.11.50.0","8504 31 80"]
[4476,"YT210","Transformator 0,93A 0-210W",124.6,1,"szt","PLN","23%","",0,null,null,null,null,"5906160700093",null,null,"TRANSFORMATORY",null,null,"Cena stała - nie podlega rabatowaniu",null,0,null,"https://www.ospel.pl/sites/all/pliki/import/image/transformatory/yt210.jpg","",null,"","","",null,null,null,"",null,"","","","",null,null,"2025-05-08",null,"","https://www.ospel.pl/sites/all/pliki/import/image/transformatory/yt210.jpg","27.11.50.0","8504 31 80"]
[4477,"YT250","Transformator 1,1A 0-250W",133.1,1,"szt","PLN","23%","",0,null,null,null,null,"5906160700048",null,null,"TRANSFORMATORY",null,null,"Cena stała - nie podlega rabatowaniu",null,0,null,"https://www.ospel.pl/sites/all/pliki/import/image/transformatory/yt250.jpg","",null,"","","",null,null,null,"",null,"","","","",null,null,"2025-05-08",null,"","https://www.ospel.pl/sites/all/pliki/import/image/transformatory/yt250.jpg","27.11.50.0","8504 31 80"]
[4478,"YT50","Transformator 0,22A 0-50W",58,1,"szt","PLN","23%","",0,null,null,null,null,"5906160700000",null,null,"TRANSFORMATORY",null,null,"Cena stała - nie podlega rabatowaniu",null,0,null,"https://www.ospel.pl/sites/all/pliki/import/image/transformatory/yt50.jpg","",null,"","","",null,null,null,"",null,"","","","",null,null,"2025-05-08",null,"","https://www.ospel.pl/sites/all/pliki/import/image/transformatory/yt50.jpg","27.11.50.0","8504 31 80"]
[4479,"YT60","Transformator 0,27A 0-60W",60,1,"szt","PLN","23%","",0,null,null,null,null,"5906160700086",null,null,"TRANSFORMATORY",null,null,"Cena stała - nie podlega rabatowaniu",null,0,null,"https://www.ospel.pl/sites/all/pliki/import/image/transformatory/yt60.jpg","",null,"","","Tylko na zamówienie",null,null,null,"",null,"","","","",null,null,"2025-05-08",null,"","https://www.ospel.pl/sites/all/pliki/import/image/transformatory/yt60.jpg","27.11.50.0","8504 31 80"]
[4480,"YT70","Transformator 0,35A 0-70W",62.8,1,"szt","PLN","23%","",0,null,null,null,null,"5906160700017",null,null,"TRANSFORMATORY",null,null,"Cena stała - nie podlega rabatowaniu",null,0,null,"https://www.ospel.pl/sites/all/pliki/import/image/transformatory/yt70.jpg","",null,"","","",null,null,null,"",null,"","","","",null,null,"2025-05-08",null,"","https://www.ospel.pl/sites/all/pliki/import/image/transformatory/yt70.jpg","27.11.50.0","8504 31 80"]
[4481,"WKE","Wtyczka ekwipotencjalna",136.5,1,"szt","PLN","23%","",0,null,null,null,null,"5907577459192",null,null,"WTYCZKA EKWIPOTENCJALNA",null,null,"",null,0,null,"https://www.ospel.pl/sites/all/pliki/import/image/podtynk/wtyczka_g_ekwi/wke.jpg","",null,"","","",null,null,null,"BIAŁY",null,"","","","",null,null,"2025-05-08",null,"","https://www.ospel.pl/sites/all/pliki/import/image/podtynk/wtyczka_g_ekwi/wke.jpg","","8536 90 10"]
[4482,"WKZ/00","Wtyczka kątowa",10.1,1,"szt","PLN","23%","",20,null,null,null,null,"5907577410681",null,null,"WTYCZKI",null,null,"",null,20,null,"https://www.ospel.pl/sites/all/pliki/import/image/wtyczki/wkz_00.jpg","",null,"","","",null,null,null,"BIAŁY",null,"","","","",null,null,"2025-05-08",null,"","https://www.ospel.pl/sites/all/pliki/import/image/wtyczki/wkz_00.jpg","27.33.13.0","8536 69 90          "]
[4483,"WPZ/00","Wtyczka prosta",10.5,1,"szt","PLN","23%","",20,null,null,null,null,"5907577410667",null,null,"WTYCZKI",null,null,"",null,20,null,"https://www.ospel.pl/sites/all/pliki/import/image/wtyczki/wpz_00.jpg","",null,"","","",null,null,null,"BIAŁY",null,"","","","",null,null,"2025-05-08",null,"","https://www.ospel.pl/sites/all/pliki/import/image/wtyczki/wpz_00.jpg","27.33.13.0","8536 69 90          "]
[4484,"ZG","Zatyczka gniazda",9.1,1,"kpl","PLN","23%","",0,null,null,null,null,"5907559808482",null,null,"ZATYCZKA GNIAZDA",null,null,"",null,0,null,"https://www.ospel.pl/sites/all/pliki/import/image/akcesoria/zg.jpg","",null,"","","",null,null,null,"BIAŁY",null,"","","","",null,null,"2025-05-08",null,"","https://www.ospel.pl/sites/all/pliki/import/image/akcesoria/zg.jpg","27.12.23.0","8536 30 10"]

{"sheet":"Cennik","index":1,"n_rows":4489,"n_cols":56,"rows_kept":1125,"cut":true,"hidden":false,"merged":[],"bounds":{"rows_first":500,"rows_last":125,"rows_between":500,"halvings":2}}
[]
[]
[]
[]
[null,null,null,null,null,null,null,null,null,"Lp","Symbol","Nazwa ","Cena netto za jedn. handlową","Ilość ","Jednostka handlowa","Waluta","Podatek VAT","Kgo","Ilosc w opakowaniu niepodzielnym","Grupa bonusowa","Grupa rabatowa","Symbol poprzednika","EDI","Kod EAN","Kod EAN opakowanie zbiorcze","Kod EAN poprzednika","Nazwa skrócona","ID Kategoria","Towar prywatny","Uwagi do ceny","Uwagi do jm","Ilość w opakowaniu zbiorczym","Min. ilość do zamówienia","Nazwa pliku ze zdjęciem","Nazwa pliku z rys. tech.","Data ważności","Opis techniczny","Uwagi","Dostepnosc","Czas realizacji w dniach","Słowa kluczowe","Klucz do symbolu","Kolor","Waga netto kg","Waga brutto kg","Długość {mm}","Szerokość {mm}","Wysokość {mm}","Wiarygodność ceny","Cena w ProLogu z dnia","Nowy cennik obowiązuje u producenta od dnia","Deklaracje zgodności","Schemat ","zdjęcie produktu","pkwiu","CN 2020"]
[null,null,null,null,null,null,null,null,null,1,"GP-1A/00","Gniazdo pojedyncze",12.3,1,"szt","PLN","23%","",10,null,null,null,null,"5907577410810",null,null,"AKCENT",null,null,"",null,10,null,"https://www.ospel.pl/sites/all/pliki/import/image/podtynk/akcent/bialy/gp-1a_00.jpg","https://www.ospel.pl/sites/all/pliki/import/image/rysunki/akcent/gniazda_pojedyncze_ip20_bk.jpg",null,"16A/250~, IP-20, zaciski gwintowe","","",null,null,null,"BIAŁY",null,"0.0595 kg","82 mm","82 mm","31 mm",null,null,"2025-05-08",null,"","https://www.ospel.pl/sites/all/pliki/import/image/podtynk/akcent/bialy/gp-1a_00.jpg","27.33.13.0","8536 69 90"]
[null,null,null,null,null,null,null,null,null,2,"GP-1A/01","Gniazdo pojedyncze",12.3,1,"szt","PLN","23%","",10,null,null,null,null,"5907577413446",null,null,"AKCENT",null,null,"",null,10,null,"https://www.ospel.pl/sites/all/pliki/import/image/podtynk/akcent/bezowy/gp-1a_01.jpg","",null,"16A/250~, IP-20, zaciski gwintowe","","",null,null,null,"BEŻOWY",null,"0.0595 kg","82 mm","82 mm","31 mm",null,null,"2025-05-08",null,"","https://www.ospel.pl/sites/all/pliki/import/image/podtynk/akcent/bezowy/gp-1a_01.jpg","27.33.13.0","8536 69 90"]
[null,null,null,null,null,null,null,null,null,3,"GP-1A/24","Gniazdo pojedyncze",12.3,1,"szt","PLN","23%","",10,null,null,null,null,"5907577413804",null,null,"AKCENT",null,null,"",null,10,null,"https://www.ospel.pl/sites/all/pliki/import/image/podtynk/akcent/brazowy/gp-1a_24.jpg","https://www.ospel.pl/sites/all/pliki/import/image/rysunki/akcent/gniazda_pojedyncze_ip20_bk.jpg",null,"16A/250~, IP-20, zaciski gwintowe","","",null,null,null,"BRĄZOWY",null,"0.0595 kg","82 mm","82 mm","31 mm",null,null,"2025-05-08",null,"","https://www.ospel.pl/sites/all/pliki/import/image/podtynk/akcent/brazowy/gp-1a_24.jpg","27.33.13.0","8536 69 90"]
[null,null,null,null,null,null,null,null,null,4,"GP-1AP/00","Gniazdo pojedyncze z przesłonami torów prądowych",14.9,1,"szt","PLN","23%","",10,null,null,null,null,"5907577430443",null,null,"AKCENT",null,null,"",null,10,null,"https://www.ospel.pl/sites/all/pliki/import/image/podtynk/akcent/bialy/gp-1a_00.jpg","https://www.ospel.pl/sites/all/pliki/import/image/rysunki/akcent/gniazda_pojedyncze_ip20_bk.jpg",null,"16A/250~, IP-20, zaciski gwintowe","","",null,null,null,"BIAŁY",null,"0.06 kg","82 mm","82 mm","31 mm",null,null,"2025-05-08",null,"","https://www.ospel.pl/sites/all/pliki/import/image/podtynk/akcent/bialy/gp-1a_00.jpg","27.33.13.0","8536 69 90"]
[null,null,null,null,null,null,null,null,null,5,"GP-1AP/01","Gniazdo pojedyncze z przesłonami torów prądowych",14.9,1,"szt","PLN","23%","",10,null,null,null,null,"5907577430450",null,null,"AKCENT",null,null,"",null,10,null,"https://www.ospel.pl/sites/all/pliki/import/image/podtynk/akcent/bezowy/gp-1a_01.jpg","https://www.ospel.pl/sites/all/pliki/import/image/rysunki/akcent/gniazda_pojedyncze_ip20_bk.jpg",null,"16A/250~, IP-20, zaciski gwintowe","","",null,null,null,"BEŻOWY",null,"0.06 kg","82 mm","82 mm","31 mm",null,null,"2025-05-08",null,"","https://www.ospel.pl/sites/all/pliki/import/image/podtynk/akcent/bezowy/gp-1a_01.jpg","27.33.13.0","8536 69 90"]
[null,null,null,null,null,null,null,null,null,6,"GP-1AP/24","Gniazdo pojedyncze z przesłonami torów prądowych",14.9,1,"szt","PLN","23%","",10,null,null,null,null,"5907577430467",null,null,"AKCENT",null,null,"",null,10,null,"https://www.ospel.pl/sites/all/pliki/import/image/podtynk/akcent/brazowy/gp-1a_24.jpg","https://www.ospel.pl/sites/all/pliki/import/image/rysunki/akcent/gniazda_pojedyncze_ip20_bk.jpg",null,"16A/250~, IP-20, zaciski gwintowe","","",null,null,null,"BRĄZOWY",null,"0.06 kg","82 mm","82 mm","31 mm",null,null,"2025-05-08",null,"","https://www.ospel.pl/sites/all/pliki/import/image/podtynk/akcent/brazowy/gp-1a_24.jpg","27.33.13.0","8536 69 90"]
[null,null,null,null,null,null,null,null,null,7,"GP-1AS/00","Gniazdo pojedyncze z uziemieniem schuko",16.8,1,"szt","PLN","23%","",10,null,null,null,null,"5907577419622",null,null,"AKCENT",null,null,"",null,10,null,"https://www.ospel.pl/sites/all/pliki/import/image/podtynk/akcent/bialy/gp-1as_00.jpg","https://www.ospel.pl/sites/all/pliki/import/image/rysunki/akcent/gniazda_pojedyncze_schucko.jpg",null,"16A/250~, IP-20, zaciski gwintowe","","",null,null,null,"BIAŁY",null,"0.0595 kg","82 mm","82 mm","30 mm",null,null,"2025-05-08",null,"","https://www.ospel.pl/sites/all/pliki/import/image/podtynk/akcent/bialy/gp-1as_00.jpg","27.33.13.0","8536 69 90"]
[null,null,null,null,null,null,null,null,null,8,"GP-1AS/01","Gniazdo pojedyncze z uziemieniem schuko",16.8,1,"szt","PLN","23%","",10,null,null,null,null,"5907577419646",null,null,"AKCENT",null,null,"",null,10,null,"https://www.ospel.pl/sites/all/pliki/import/image/podtynk/akcent/bezowy/gp-1as_01.jpg","https://www.ospel.pl/sites/all/pliki/import/image/rysunki/akcent/gniazda_pojedyncze_schucko.jpg",null,"16A/250~, IP-20, zaciski gwintowe","","",null,null,null,"BEŻOWY",null,"0.0595 kg","82 mm","82 mm","30 mm",null,null,"2025-05-08",null,"","https://www.ospel.pl/sites/all/pliki/import/image/podtynk/akcent/bezowy/gp-1as_01.jpg","27.33.13.0","8536 69 90"]
[null,null,null,null,null,null,null,null,null,9,"GP-1AS/24","Gniazdo pojedyncze z uziemieniem schuko",16.8,1,"szt","PLN","23%","",10,null,null,null,null,"5907577419660",null,null,"AKCENT",null,null,"",null,10,null,"https://www.ospel.pl/sites/all/pliki/import/image/podtynk/akcent/brazowy/gp-1as_24.jpg","https://www.ospel.pl/sites/all/pliki/import/image/rysunki/akcent/gniazda_pojedyncze_schucko.jpg",null,"16A/250~, IP-20, zaciski gwintowe","","",null,null,null,"BRĄZOWY",null,"0.0595 kg","82 mm","82 mm","30 mm",null,null,"2025-05-08",null,"","https://www.ospel.pl/sites/all/pliki/import/image/podtynk/akcent/brazowy/gp-1as_24.jpg","27.33.13.0","8536 69 90"]
[null,null,null,null,null,null,null,null,null,10,"GP-1ASP/00","Gniazdo pojedyncze z uziemieniem schuko z przesłonami torów prądowych",17.600000000000001,1,"szt","PLN","23%","",10,null,null,null,null,"5907577424718",null,null,"AKCENT",null,null,"",null,10,null,"https://www.ospel.pl/sites/all/pliki/import/image/podtynk/akcent/bialy/gp-1asp_00.jpg","https://www.ospel.pl/sites/all/pliki/import/image/rysunki/akcent/gniazda_pojedyncze_schucko.jpg",null,"16A/250~, IP-20, zaciski gwintowe","","",null,null,null,"BIAŁY",null,"0.0605 kg","82 mm","82 mm","30 mm",null,null,"2025-05-08",null,"","https://www.ospel.pl/sites/all/pliki/import/image/podtynk/akcent/bialy/gp-1asp_00.jpg","27.33.13.0","8536 69 90"]
[null,null,null,null,null,null,null,null,null,11,"GP-1ASP/01","Gniazdo pojedyncze z uziemieniem schuko z przesłonami torów prądowych",17.600000000000001,1,"szt","PLN","23%","",10,null,null,null,null,"5907577433826",null,null,"AKCENT",null,null,"",null,10,null,"https://www.ospel.pl/sites/all/pliki/import/image/podtynk/akcent/bezowy/gp-1asp_01.jpg","https://www.ospel.pl/sites/all/pliki/import/image/rysunki/akcent/gniazda_pojedyncze_schucko.jpg",null,"16A/250~, IP-20, zaciski gwintowe","","",null,null,null,"BEŻOWY",null,"0.0605 kg","82 mm","82 mm","30 mm",null,null,"2025-05-08",null,"","https://www.ospel.pl/sites/all/pliki/import/image/podtynk/akcent/bezowy/gp-1asp_01.jpg","27.33.13.0","8536 69 90"]
[null,null,null,null,null,null,null,null,null,12,"GP-1ASP/24","Gniazdo pojedyncze z uziemieniem schuko z przesłonami torów prądowych",17.600000000000001,1,"szt","PLN","23%","",10,null,null,null,null,"5907577433833",null,null,"AKCENT",null,null,"",null,10,null,"https://www.ospel.pl/sites/all/pliki/import/image/podtynk/akcent/brazowy/gp-1asp_24.jpg","https://www.ospel.pl/sites/all/pliki/import/image/rysunki/akcent/gniazda_pojedyncze_schucko.jpg",null,"16A/250~, IP-20, zaciski gwintowe","","",null,null,null,"BRĄZOWY",null,"0.0605 kg","82 mm","82 mm","30 mm",null,null,"2025-05-08",null,"","https://www.ospel.pl/sites/all/pliki/import/image/podtynk/akcent/brazowy/gp-1asp_24.jpg","27.33.13.0","8536 69 90"]
[null,null,null,null,null,null,null,null,null,13,"GP-1AZ/00","Gniazdo pojedyncze z uziemieniem",12.9,1,"szt","PLN","23%","",10,null,null,null,null,"5907577410827",null,null,"AKCENT",null,null,"",null,10,null,"https://www.ospel.pl/sites/all/pliki/import/image/podtynk/akcent/bialy/gp-1az_00.jpg","https://www.ospel.pl/sites/all/pliki/import/image/rysunki/akcent/gniazda_pojedyncze_ip20.jpg",null,"16A/250~, IP-20, zaciski gwintowe","","",null,null,null,"BIAŁY",null,"0.0635 kg","82 mm","82 mm","31 mm",null,null,"2025-05-08",null,"","https://www.ospel.pl/sites/all/pliki/import/image/podtynk/akcent/bialy/gp-1az_00.jpg","27.33.13.0","8536 69 90"]
[null,null,null,null,null,null,null,null,null,14,"GP-1AZ/01","Gniazdo pojedyncze z uziemieniem",12.9,1,"szt","PLN","23%","",10,null,null,null,null,"5907577413453",null,null,"AKCENT",null,null,"",null,10,null,"https://www.ospel.pl/sites/all/pliki/import/image/podtynk/akcent/bezowy/gp-1az_01.jpg","https://www.ospel.pl/sites/all/pliki/import/image/rysunki/akcent/gniazda_pojedyncze_ip20.jpg",null,"16A/250~, IP-20, zaciski gwintowe","","",null,null,null,"BEŻOWY",null,"0.0635 kg","82 mm","82 mm","31 mm",null,null,"2025-05-08",null,"","https://www.ospel.pl/sites/all/pliki/import/image/podtynk/akcent/bezowy/gp-1az_01.jpg","27.33.13.0","8536 69 90"]
[null,null,null,null,null,null,null,null,null,15,"GP-1AZ/24","Gniazdo pojedyncze z uziemieniem",12.9,1,"szt","PLN","23%","",10,null,null,null,null,"5907577413811",null,null,"AKCENT",null,null,"",null,10,null,"https://www.ospel.pl/sites/all/pliki/import/image/podtynk/akcent/brazowy/gp-1az_24.jpg","https://www.ospel.pl/sites/all/pliki/import/image/rysunki/akcent/gniazda_pojedyncze_ip20.jpg",null,"16A/250~, IP-20, zaciski gwintowe","","",null,null,null,"BRĄZOWY",null,"0.0635 kg","82 mm","82 mm","31 mm",null,null,"2025-05-08",null,"","https://www.ospel.pl/sites/all/pliki/import/image/podtynk/akcent/brazowy/gp-1az_24.jpg","27.33.13.0","8536 69 90"]
[null,null,null,null,null,null,null,null,null,16,"GP-1AZP/00","Gniazdo pojedyncze z uziemieniem z przesłonami torów prądowych",16.7,1,"szt","PLN","23%","",10,null,null,null,null,"5907577430481",null,null,"AKCENT",null,null,"",null,10,null,"https://www.ospel.pl/sites/all/pliki/import/image/podtynk/akcent/bialy/gp-1az_00.jpg","https://www.ospel.pl/sites/all/pliki/import/image/rysunki/akcent/gniazda_pojedyncze_ip20.jpg",null,"16A/250~, IP-20, zaciski gwintowe","","",null,null,null,"BIAŁY",null,"0.065 kg","82 mm","82 mm","31 mm",null,null,"2025-05-08",null,"","https://www.ospel.pl/sites/all/pliki/import/image/podtynk/akcent/bialy/gp-1az_00.jpg","27.33.13.0","8536 69 90"]
[null,null,null,null,null,null,null,null,null,17,"GP-1AZP/01","Gniazdo pojedyncze z uziemieniem z przesłonami torów prądowych",16.7,1,"szt","PLN","23%","",10,null,null,null,null,"5907577430498",null,null,"AKCENT",null,null,"",null,10,null,"https://www.ospel.pl/sites/all/pliki/import/image/podtynk/akcent/bezowy/gp-1az_01.jpg","https://www.ospel.pl/sites/all/pliki/import/image/rysunki/akcent/gniazda_pojedyncze_ip20.jpg",null,"16A/250~, IP-20, zaciski gwintowe","","",null,null,null,"BEŻOWY",null,"0.065 kg","82 mm","82 mm","31 mm",null,null,"2025-05-08",null,"","https://www.ospel.pl/sites/all/pliki/import/image/podtynk/akcent/bezowy/gp-1az_01.jpg","27.33.13.0","8536 69 90"]
[null,null,null,null,null,null,null,null,null,18,"GP-1AZP/24","Gniazdo pojedyncze z uziemieniem z przesłonami torów prądowych",16.7,1,"szt","PLN","23%","",10,null,null,null,null,"5907577430504",null,null,"AKCENT",null,null,"",null,10,null,"https://www.ospel.pl/sites/all/pliki/import/image/podtynk/akcent/brazowy/gp-1az_24.jpg","https://www.ospel.pl/sites/all/pliki/import/image/rysunki/akcent/gniazda_pojedyncze_ip20.jpg",null,"16A/250~, IP-20, zaciski gwintowe","","",null,null,null,"BRĄZOWY",null,"0.065 kg","82 mm","82 mm","31 mm",null,null,"2025-05-08",null,"","https://www.ospel.pl/sites/all/pliki/import/image/podtynk/akcent/brazowy/gp-1az_24.jpg","27.33.13.0","8536 69 90"]
[null,null,null,null,null,null,null,null,null,19,"GP-2A/00","Gniazdo podwójne",15,1,"szt","PLN","23%","",10,null,null,null,null,"5907577410834",null,null,"AKCENT",null,null,"",null,10,null,"https://www.ospel.pl/sites/all/pliki/import/image/podtynk/akcent/bialy/gp-2a_00.jpg","https://www.ospel.pl/sites/all/pliki/import/image/rysunki/akcent/gniazda_podwojne_bk.jpg",null,"16A/250~, IP-20, zaciski gwintowe","","",null,null,null,"BIAŁY",null,"0.062 kg","82 mm","82 mm","28 mm",null,null,"2025-05-08",null,"","https://www.ospel.pl/sites/all/pliki/import/image/podtynk/akcent/bialy/gp-2a_00.jpg","27.33.13.0","8536 69 90"]
[null,null,null,null,null,null,null,null,null,20,"GP-2A/01","Gniazdo podwójne",15,1,"szt","PLN","23%","",10,null,null,null,null,"5907577413460",null,null,"AKCENT",null,null,"",null,10,null,"https://www.ospel.pl/sites/all/pliki/import/image/podtynk/akcent/bezowy/gp-2a_01.jpg","https://www.ospel.pl/sites/all/pliki/import/image/rysunki/akcent/gniazda_podwojne_bk.jpg",null,"16A/250~, IP-20, zaciski gwintowe","","",null,null,null,"BEŻOWY",null,"0.062 kg","82 mm","82 mm","28 mm",null,null,"2025-05-08",null,"","https://www.ospel.pl/sites/all/pliki/import/image/podtynk/akcent/bezowy/gp-2a_01.jpg","27.33.13.0","8536 69 90"]
[null,null,null,null,null,null,null,null,null,21,"GP-2A/24","Gniazdo podwójne",15,1,"szt","PLN","23%","",10,null,null,null,null,"5907577413828",null,null,"AKCENT",null,null,"",null,10,null,"https://www.ospel.pl/sites/all/pliki/import/image/podtynk/akcent/brazowy/gp-2a_24.jpg","https://www.ospel.pl/sites/all/pliki/import/image/rysunki/akcent/gniazda_podwojne_bk.jpg",null,"16A/250~, IP-20, zaciski gwintowe","","",null,null,null,"BRĄZOWY",null,"0.062 kg","82 mm","82 mm","28 mm",null,null,"2025-05-08",null,"","https://www.ospel.pl/sites/all/pliki/import/image/podtynk/akcent/brazowy/gp-2a_24.jpg","27.33.13.0","8536 69 90"]
[null,null,null,null,null,null,null,null,null,22,"GP-2AC/00","Gniazdo podwójne z uziemieniem z funkcją niezamienności faz",18.399999999999999,1,"szt","PLN","23%","",10,null,null,null,null,"5907577426309",null,null,"AKCENT",null,null,"",null,10,null,"https://www.ospel.pl/sites/all/pliki/import/image/podtynk/akcent/bialy/gp-2ac_00.jpg","https://www.ospel.pl/sites/all/pliki/import/image/rysunki/akcent/gniazda_podwojne_nf.jpg",null,"16A/250~, IP-20, zaciski gwintowe","","",null,null,null,"BIAŁY",null,"0.08 kg","87 mm","82 mm","23 mm",null,null,"2025-05-08",null,"","https://www.ospel.pl/sites/all/pliki/import/image/podtynk/akcent/bialy/gp-2ac_00.jpg","27.33.13.0","8536 69 90"]
[null,null,null,null,null,null,null,null,null,23,"GP-2AC/01","Gniazdo podwójne z uziemieniem z funkcją niezamienności faz",18.399999999999999,1,"szt","PLN","23%","",10,null,null,null,null,"5907577426323",null,null,"AKCENT",null,null,"",null,10,null,"https://www.ospel.pl/sites/all/pliki/import/image/podtynk/akcent/bezowy/gp-2ac_01.jpg","https://www.ospel.pl/sites/all/pliki/import/image/rysunki/akcent/gniazda_podwojne_nf.jpg",null,"16A/250~, IP-20, zaciski gwintowe","","",null,null,null,"BEŻOWY",null,"0.08 kg","87 mm","82 mm","23 mm",null,null,"2025-05-08",null,"","https://www.ospel.pl/sites/all/pliki/import/image/podtynk/akcent/bezowy/gp-2ac_01.jpg","27.33.13.0","8536 69 90"]
[null,null,null,null,null,null,null,null,null,24,"GP-2AC/24","Gniazdo podwójne z uziemieniem z funkcją niezamienności faz",18.399999999999999,1,"szt","PLN","23%","",10,null,null,null,null,"5907577426316",null,null,"AKCENT",null,null,"",null,10,null,"https://www.ospel.pl/sites/all/pliki/import/image/podtynk/akcent/brazowy/gp-2ac_24.jpg","https://www.ospel.pl/sites/all/pliki/import/image/rysunki/akcent/gniazda_podwojne_nf.jpg",null,"16A/250~, IP-20, zaciski gwintowe","","",null,null,null,"BRĄZOWY",null,"0.08 kg","87 mm","82 mm","23 mm",null,null,"2025-05-08",null,"","https://www.ospel.pl/sites/all/pliki/import/image/podtynk/akcent/brazowy/gp-2ac_24.jpg","27.33.13.0","8536 69 90"]
[null,null,null,null,null,null,null,null,null,25,"GP-2AS/00","Gniazdo podwójne z uziemieniem schuko",21.2,1,"szt","PLN","23%","",10,null,null,null,null,"5907577420246",null,null,"AKCENT",null,null,"",null,10,null,"https://www.ospel.pl/sites/all/pliki/import/image/podtynk/akcent/bialy/gp-2as_00.jpg","https://www.ospel.pl/sites/all/pliki/import/image/rysunki/akcent/gniazda_podwojne_schucko.jpg",null,"16A/250~, IP-20, zaciski gwintowe","","",null,null,null,"BIAŁY",null,"0.083 kg","87 mm","82 mm","22 mm",null,null,"2025-05-08",null,"","https://www.ospel.pl/sites/all/pliki/import/image/podtynk/akcent/bialy/gp-2as_00.jpg","27.33.13.0","8536 69 90"]
[null,null,null,null,null,null,null,null,null,26,"GP-2AS/01","Gniazdo podwójne z uziemieniem schuko",21.2,1,"szt","PLN","23%","",10,null,null,null,null,"5907577422455",null,null,"AKCENT",null,null,"",null,10,null,"https://www.ospel.pl/sites/all/pliki/import/image/podtynk/akcent/bezowy/gp-2as_01.jpg","https://www.ospel.pl/sites/all/pliki/import/image/rysunki/akcent/gniazda_podwojne_schucko.jpg",null,"16A/250~, IP-20, zaciski gwintowe","","",null,null,null,"BEŻOWY",null,"0.083 kg","87 mm","82 mm","22 mm",null,null,"2025-05-08",null,"","https://www.ospel.pl/sites/all/pliki/import/image/podtynk/akcent/bezowy/gp-2as_01.jpg","27.33.13.0","8536 69 90"]
[null,null,null,null,null,null,null,null,null,27,"GP-2AS/24","Gniazdo podwójne z uziemieniem schuko",21.2,1,"szt","PLN","23%","",10,null,null,null,null,"5907577422479",null,null,"AKCENT",null,null,"",null,10,null,"https://www.ospel.pl/sites/all/pliki/import/image/podtynk/akcent/brazowy/gp-2as_24.jpg","https://www.ospel.pl/sites/all/pliki/import/image/rysunki/akcent/gniazda_podwojne_schucko.jpg",null,"16A/250~, IP-20, zaciski gwintowe","","",null,null,null,"BRĄZOWY",null,"0.083 kg","87 mm","82 mm","22 mm",null,null,"2025-05-08",null,"","https://www.ospel.pl/sites/all/pliki/import/image/podtynk/akcent/brazowy/gp-2as_24.jpg","27.33.13.0","8536 69 90"]
[null,null,null,null,null,null,null,null,null,28,"GP-2ASP/00","Gniazdo podwójne z uziemieniem schuko z przesłonami torów prądowych",22.9,1,"szt","PLN","23%","",10,null,null,null,null,"5907577425586",null,null,"AKCENT",null,null,"",null,10,null,"https://www.ospel.pl/sites/all/pliki/import/image/podtynk/akcent/bialy/gp-2asp_00.jpg","https://www.ospel.pl/sites/all/pliki/import/image/rysunki/akcent/gniazda_podwojne_schucko.jpg",null,"16A/250~, IP-20, zaciski gwintowe","","",null,null,null,"BIAŁY",null,"0.084 kg","87 mm","82 mm","22 mm",null,null,"2025-05-08",null,"","https://www.ospel.pl/sites/all/pliki/import/image/podtynk/akcent/bialy/gp-2asp_00.jpg","27.33.13.0","8536 69 90"]
[null,null,null,null,null,null,null,null,null,29,"GP-2ASP/01","Gniazdo podwójne z uziemieniem schuko z przesłonami torów prądowych",22.9,1,"szt","PLN","23%","",10,null,null,null,null,"5907577434786",null,null,"AKCENT",null,null,"",null,10,null,"https://www.ospel.pl/sites/all/pliki/import/image/podtynk/akcent/bezowy/gp-2asp_01.jpg","https://www.ospel.pl/sites/all/pliki/import/image/rysunki/akcent/gniazda_podwojne_schucko.jpg",null,"16A/250~, IP-20, zaciski gwintowe","","",null,null,null,"BEŻOWY",null,"0.084 kg","87 mm","82 mm","22 mm",null,null,"2025-05-08",null,"","https://www.ospel.pl/sites/all/pliki/import/image/podtynk/akcent/bezowy/gp-2asp_01.jpg","27.33.13.0","8536 69 90"]
[null,null,null,null,null,null,null,null,null,30,"GP-2ASP/24","Gniazdo podwójne z uziemieniem schuko z przesłonami torów prądowych",22.9,1,"szt","PLN","23%","",10,null,null,null,null,"5907577442286",null,null,"AKCENT",null,null,"",null,10,null,"https://www.ospel.pl/sites/all/pliki/import/image/podtynk/akcent/brazowy/gp-2asp_24.jpg","https://www.ospel.pl/sites/all/pliki/import/image/rysunki/akcent/gniazda_podwojne_schucko.jpg",null,"16A/250~, IP-20, zaciski gwintowe","","",null,null,null,"BRĄZOWY",null,"0.084 kg","87 mm","82 mm","22 mm",null,null,"2025-05-08",null,"","https://www.ospel.pl/sites/all/pliki/import/image/podtynk/akcent/brazowy/gp-2asp_24.jpg","27.33.13.0","8536 69 90"]
[null,null,null,null,null,null,null,null,null,31,"GP-2AZ/00","Gniazdo podwójne z uziemieniem",16.2,1,"szt","PLN","23%","",10,null,null,null,null,"5907577410841",null,null,"AKCENT",null,null,"",null,10,null,"https://www.ospel.pl/sites/all/pliki/import/image/podtynk/akcent/bialy/gp-2az_00.jpg","https://www.ospel.pl/sites/all/pliki/import/image/rysunki/akcent/gniazda_podwojne.jpg",null,"16A/250~, IP-20, zaciski gwintowe","","",null,null,null,"BIAŁY",null,"0.0735 kg","82 mm","82 mm","28 mm",null,null,"2025-05-08",null,"","https://www.ospel.pl/sites/all/pliki/import/image/podtynk/akcent/bialy/gp-2az_00.jpg","27.33.13.0","8536 69 90"]
[null,null,null,null,null,null,null,null,null,32,"GP-2AZ/01","Gniazdo podwójne z uziemieniem",16.2,1,"szt","PLN","23%","",10,null,null,null,null,"5907577413477",null,null,"AKCENT",null,null,"",null,10,null,"https://www.ospel.pl/sites/all/pliki/import/image/podtynk/akcent/bezowy/gp-2az_01.jpg","https://www.ospel.pl/sites/all/pliki/import/image/rysunki/akcent/gniazda_podwojne.jpg",null,"16A/250~, IP-20, zaciski gwintowe","","",null,null,null,"BEŻOWY",null,"0.0735 kg","82 mm","82 mm","28 mm",null,null,"2025-05-08",null,"","https://www.ospel.pl/sites/all/pliki/import/image/podtynk/akcent/bezowy/gp-2az_01.jpg","27.33.13.0","8536 69 90"]
[null,null,null,null,null,null,null,null,null,33,"GP-2AZ/24","Gniazdo podwójne z uziemieniem",16.2,1,"szt","PLN","23%","",10,null,null,null,null,"5907577413835",null,null,"AKCENT",null,null,"",null,10,null,"https://www.ospel.pl/sites/all/pliki/import/image/podtynk/akcent/brazowy/gp-2az_24.jpg","https://www.ospel.pl/sites/all/pliki/import/image/rysunki/akcent/gniazda_podwojne.jpg",null,"16A/250~, IP-20, zaciski gwintowe","","",null,null,null,"BRĄZOWY",null,"0.0735 kg","82 mm","82 mm","28 mm",null,null,"2025-05-08",null,"","https://www.ospel.pl/sites/all/pliki/import/image/podtynk/akcent/brazowy/gp-2az_24.jpg","27.33.13.0","8536 69 90"]
[null,null,null,null,null,null,null,null,null,34,"GPA-10AP/00","Gniazdo RTV przelotowe 10-dB",54.1,1,"szt","PLN","23%","",10,null,null,null,null,"5907577410919",null,null,"AKCENT",null,null,"",null,10,null,"https://www.ospel.pl/sites/all/pliki/import/image/podtynk/akcent/bialy/gpa-ak_00.jpg","https://www.ospel.pl/sites/all/pliki/import/image/rysunki/akcent/gniazda_rtv.jpg",null,"Współczynnik tłumienia 10dB","","",null,null,null,"BIAŁY",null,"0.124 kg","82 mm","82 mm","20 mm",null,null,"2025-05-08",null,"https://www.ospel.pl/sites/all/pliki/import/image/schematy/rtv_sat.pdf","https://www.ospel.pl/sites/all/pliki/import/image/podtynk/akcent/bialy/gpa-ak_00.jpg","26.40.52.0","8517 18 00"]
[null,null,null,null,null,null,null,null,null,35,"GPA-10AP/01","Gniazdo RTV przelotowe 10-dB",54.1,1,"szt","PLN","23%","",10,null,null,null,null,"5907577413514",null,null,"AKCENT",null,null,"",null,10,null,"https://www.ospel.pl/sites/all/pliki/import/image/podtynk/akcent/bezowy/gpa-10ap_01.jpg","https://www.ospel.pl/sites/all/pliki/import/image/rysunki/akcent/gniazda_rtv.jpg",null,"Współczynnik tłumienia 10dB","","",null,null,null,"BEŻOWY",null,"0.124 kg","82 mm","82 mm","20 mm",null,null,"2025-05-08",null,"https://www.ospel.pl/sites/all/pliki/import/image/schematy/rtv_sat.pdf","https://www.ospel.pl/sites/all/pliki/import/image/podtynk/akcent/bezowy/gpa-10ap_01.jpg","26.40.52.0","8517 18 00"]
[null,null,null,null,null,null,null,null,null,36,"GPA-10AP/24","Gniazdo RTV przelotowe 10-dB",54.1,1,"szt","PLN","23%","",10,null,null,null,null,"5907577413880",null,null,"AKCENT",null,null,"",null,10,null,"https://www.ospel.pl/sites/all/pliki/import/image/podtynk/akcent/brazowy/gpa-ak_24.jpg","https://www.ospel.pl/sites/all/pliki/import/image/rysunki/akcent/gniazda_rtv.jpg",null,"Współczynnik tłumienia 10dB","","",null,null,null,"BRĄZOWY",null,"0.124 kg","82 mm","82 mm","20 mm",null,null,"2025-05-08",null,"https://www.ospel.pl/sites/all/pliki/import/image/schematy/rtv_sat.pdf","https://www.ospel.pl/sites/all/pliki/import/image/podtynk/akcent/brazowy/gpa-ak_24.jpg","26.40.52.0","8517 18 00"]
[null,null,null,null,null,null,null,null,null,37,"GPA-10APZ/00","Gniazdo RTV zakończeniowe",57.5,1,"szt","PLN","23%","",10,null,null,null,null,"5907577410902",null,null,"AKCENT",null,null,"",null,10,null,"https://www.ospel.pl/sites/all/pliki/import/image/podtynk/akcent/bialy/gpa-ak_00.jpg","https://www.ospel.pl/sites/all/pliki/import/image/rysunki/akcent/gniazda_rtv.jpg",null,"Współczynnik tłumienia 10dB","","",null,null,null,"BIAŁY",null,"0.124 kg","82 mm","82 mm","20 mm",null,null,"2025-05-08",null,"https://www.ospel.pl/sites/all/pliki/import/image/schematy/rtv_sat.pdf","https://www.ospel.pl/sites/all/pliki/import/image/podtynk/akcent/bialy/gpa-ak_00.jpg","26.40.52.0","8517 18 00"]
[null,null,null,null,null,null,null,null,null,38,"GPA-10APZ/01","Gniazdo RTV zakończeniowe",57.5,1,"szt","PLN","23%","",10,null,null,null,null,"5907577413507",null,null,"AKCENT",null,null,"",null,10,null,"https://www.ospel.pl/sites/all/pliki/import/image/podtynk/akcent/bezowy/gpa-10ap_01.jpg","https://www.ospel.pl/sites/all/pliki/import/image/rysunki/akcent/gniazda_rtv.jpg",null,"Współczynnik tłumienia 10dB","","",null,null,null,"BEŻOWY",null,"0.124 kg","82 mm","82 mm","20 mm",null,null,"2025-05-08",null,"https://www.ospel.pl/sites/all/pliki/import/image/schematy/rtv_sat.pdf","https://www.ospel.pl/sites/all/pliki/import/image/podtynk/akcent/bezowy/gpa-10ap_01.jpg","26.40.52.0","8517 18 00"]
[null,null,null,null,null,null,null,null,null,39,"GPA-10APZ/24","Gniazdo RTV zakończeniowe",57.5,1,"szt","PLN","23%","",10,null,null,null,null,"5907577413873",null,null,"AKCENT",null,null,"",null,10,null,"https://www.ospel.pl/sites/all/pliki/import/image/podtynk/akcent/brazowy/gpa-ak_24.jpg","https://www.ospel.pl/sites/all/pliki/import/image/rysunki/akcent/gniazda_rtv.jpg",null,"Współczynnik tłumienia 10dB","","",null,null,null,"BRĄZOWY",null,"0.124 kg","82 mm","82 mm","20 mm",null,null,"2025-05-08",null,"https://www.ospel.pl/sites/all/pliki/import/image/schematy/rtv_sat.pdf","https://www.ospel.pl/sites/all/pliki/import/image/podtynk/akcent/brazowy/gpa-ak_24.jpg","26.40.52.0","8517 18 00"]
[null,null,null,null,null,null,null,null,null,40,"GPA-14AP/00","Gniazdo RTV przelotowe 14-dB",54.1,1,"szt","PLN","23%","",10,null,null,null,null,"5907577410926",null,null,"AKCENT",null,null,"",null,10,null,"https://www.ospel.pl/sites/all/pliki/import/image/podtynk/akcent/bialy/gpa-ak_00.jpg","https://www.ospel.pl/sites/all/pliki/import/image/rysunki/akcent/gniazda_rtv.jpg",null,"Współczynnik tłumienia 14dB","","",null,null,null,"BIAŁY",null,"0.124 kg","82 mm","82 mm","20 mm",null,null,"2025-05-08",null,"https://www.ospel.pl/sites/all/pliki/import/image/schematy/rtv_sat.pdf","https://www.ospel.pl/sites/all/pliki/import/image/podtynk/akcent/bialy/gpa-ak_00.jpg","26.40.52.0","8517 18 00"]
[null,null,null,null,null,null,null,null,null,41,"GPA-14AP/01","Gniazdo RTV przelotowe 14-dB",54.1,1,"szt","PLN","23%","",10,null,null,null,null,"5907577413521",null,null,"AKCENT",null,null,"",null,10,null,"https://www.ospel.pl/sites/all/pliki/import/image/podtynk/akcent/bezowy/gpa-10ap_01.jpg","https://www.ospel.pl/sites/all/pliki/import/image/rysunki/akcent/gniazda_rtv.jpg",null,"Współczynnik tłumienia 14dB","","",null,null,null,"BEŻOWY",null,"0.124 kg","82 mm","82 mm","20 mm",null,null,"2025-05-08",null,"https://www.ospel.pl/sites/all/pliki/import/image/schematy/rtv_sat.pdf","https://www.ospel.pl/sites/all/pliki/import/image/podtynk/akcent/bezowy/gpa-10ap_01.jpg","26.40.52.0","8517 18 00"]
[null,null,null,null,null,null,null,null,null,42,"GPA-14AP/24","Gniazdo RTV przelotowe 14-dB",54.1,1,"szt","PLN","23%","",10,null,null,null,null,"5907577413897",null,null,"AKCENT",null,null,"",null,10,null,"https://www.ospel.pl/sites/all/pliki/import/image/podtynk/akcent/brazowy/gpa-ak_24.jpg","https://www.ospel.pl/sites/all/pliki/import/image/rysunki/akcent/gniazda_rtv.jpg",null,"Współczynnik tłumienia 14dB","","",null,null,null,"BRĄZOWY",null,"0.124 kg","82 mm","82 mm","20 mm",null,null,"2025-05-08",null,"https://www.ospel.pl/sites/all/pliki/import/image/schematy/rtv_sat.pdf","https://www.ospel.pl/sites/all/pliki/import/image/podtynk/akcent/brazowy/gpa-ak_24.jpg","26.40.52.0","8517 18 00"]
[null,null,null,null,null,null,null,null,null,43,"GPA-16AP/00","Gniazdo RTV przelotowe 16-dB",54.1,1,"szt","PLN","23%","",10,null,null,null,null,"5907577410933",null,null,"AKCENT",null,null,"",null,10,null,"https://www.ospel.pl/sites/all/pliki/import/image/podtynk/akcent/bialy/gpa-ak_00.jpg","https://www.ospel.pl/sites/all/pliki/import/image/rysunki/akcent/gniazda_rtv.jpg",null,"Współczynnik tłumienia 16dB","","",null,null,null,"BIAŁY",null,"0.124 kg","82 mm","82 mm","20 mm",null,null,"2025-05-08",null,"https://www.ospel.pl/sites/all/pliki/import/image/schematy/rtv_sat.pdf","https://www.ospel.pl/sites/all/pliki/import/image/podtynk/akcent/bialy/gpa-ak_00.jpg","26.40.52.0","8517 18 00"]
[null,null,null,null,null,null,null,null,null,44,"GPA-16AP/01","Gniazdo RTV przelotowe 16-dB",54.1,1,"szt","PLN","23%","",10,null,null,null,null,"5907577413538",null,null,"AKCENT",null,null,"",null,10,null,"https://www.ospel.pl/sites/all/pliki/import/image/podtynk/akcent/bezowy/gpa-10ap_01.jpg","https://www.ospel.pl/sites/all/pliki/import/image/rysunki/akcent/gniazda_rtv.jpg",null,"Współczynnik tłumienia 16dB","","",null,null,null,"BEŻOWY",null,"0.124 kg","82 mm","82 mm","20 mm",null,null,"2025-05-08",null,"https://www.ospel.pl/sites/all/pliki/import/image/schematy/rtv_sat.pdf","https://www.ospel.pl/sites/all/pliki/import/image/podtynk/akcent/bezowy/gpa-10ap_01.jpg","26.40.52.0","8517 18 00"]
[null,null,null,null,null,null,null,null,null,45,"GPA-16AP/24","Gniazdo RTV przelotowe 16-dB",54.1,1,"szt","PLN","23%","",10,null,null,null,null,"5907577413903",null,null,"AKCENT",null,null,"",null,10,null,"https://www.ospel.pl/sites/all/pliki/import/image/podtynk/akcent/brazowy/gpa-ak_24.jpg","https://www.ospel.pl/sites/all/pliki/import/image/rysunki/akcent/gniazda_rtv.jpg",null,"Współczynnik tłumienia 16dB","","",null,null,null,"BRĄZOWY",null,"0.124 kg","82 mm","82 mm","20 mm",null,null,"2025-05-08",null,"https://www.ospel.pl/sites/all/pliki/import/image/schematy/rtv_sat.pdf","https://www.ospel.pl/sites/all/pliki/import/image/podtynk/akcent/brazowy/gpa-ak_24.jpg","26.40.52.0","8517 18 00"]
[null,null,null,null,null,null,null,null,null,46,"GPA-1AF/00","Gniazdo antenowe typu F pojedyncze",21,1,"szt","PLN","23%","",10,null,null,null,null,"5906729005959",null,null,"AKCENT",null,null,"",null,10,null,"https://www.ospel.pl/sites/all/pliki/import/image/podtynk/akcent/bialy/gpa-1af_00.jpg","https://www.ospel.pl/sites/all/pliki/import/image/rysunki/akcent/gniazda_antenowe.jpg",null,"","","",null,null,null,"BIAŁY",null,"0.0605 kg","82 mm","82 mm","21 mm",null,null,"2025-05-08",null,"","https://www.ospel.pl/sites/all/pliki/import/image/podtynk/akcent/bialy/gpa-1af_00.jpg","26.40.52.0","8517 18 00"]
[null,null,null,null,null,null,null,null,null,47,"GPA-1AF/01","Gniazdo antenowe typu F pojedyncze",21,1,"szt","PLN","23%","",10,null,null,null,null,"5906729005966",null,null,"AKCENT",null,null,"",null,10,null,"https://www.ospel.pl/sites/all/pliki/import/image/podtynk/akcent/bezowy/gpa-1af_01.jpg","https://www.ospel.pl/sites/all/pliki/import/image/rysunki/akcent/gniazda_antenowe.jpg",null,"","","",null,null,null,"BEŻOWY",null,"0.0605 kg","82 mm","82 mm","21 mm",null,null,"2025-05-08",null,"","https://www.ospel.pl/sites/all/pliki/import/image/podtynk/akcent/bezowy/gpa-1af_01.jpg","26.40.52.0","8517 18 00"]
[null,null,null,null,null,null,null,null,null,48,"GPA-1AF/24","Gniazdo antenowe typu F pojedyncze",21,1,"szt","PLN","23%","",10,null,null,null,null,"5906729005973",null,null,"AKCENT",null,null,"",null,10,null,"https://www.ospel.pl/sites/all/pliki/import/image/podtynk/akcent/brazowy/gpa-1af_24.jpg","https://www.ospel.pl/sites/all/pliki/import/image/rysunki/akcent/gniazda_antenowe.jpg",null,"","","",null,null,null,"BRĄZOWY",null,"0.0605 kg","82 mm","82 mm","21 mm",null,null,"2025-05-08",null,"","https://www.ospel.pl/sites/all/pliki/import/image/podtynk/akcent/brazowy/gpa-1af_24.jpg","26.40.52.0","8517 18 00"]
[null,null,null,null,null,null,null,null,null,49,"GPA-2AF/00","Gniazdo antenowe typu F podwójne",25.9,1,"szt","PLN","23%","",10,null,null,null,null,"5906729006031",null,null,"AKCENT",null,null,"",null,10,null,"https://www.ospel.pl/sites/all/pliki/import/image/podtynk/akcent/bialy/gpa-2af_00.jpg","",null,"","","",null,null,null,"BIAŁY",null,"","82 mm","82 mm","21 mm",null,null,"2025-05-08",null,"","https://www.ospel.pl/sites/all/pliki/import/image/podtynk/akcent/bialy/gpa-2af_00.jpg","26.40.52.0","8517 18 00"]
[null,null,null,null,null,null,null,null,null,50,"GPA-2AF/01","Gniazdo antenowe typu F podwójne",25.9,1,"szt","PLN","23%","",10,null,null,null,null,"5906729006048",null,null,"AKCENT",null,null,"",null,10,null,"https://www.ospel.pl/sites/all/pliki/import/image/podtynk/akcent/bezowy/gpa-2af_01.jpg","",null,"","","",null,null,null,"BEŻOWY",null,"","82 mm","82 mm","21 mm",null,null,"2025-05-08",null,"","https://www.ospel.pl/sites/all/pliki/import/image/podtynk/akcent/bezowy/gpa-2af_01.jpg","26.40.52.0","8517 18 00"]
[null,null,null,null,null,null,null,null,null,51,"GPA-2AF/24","Gniazdo antenowe typu F podwójne",25.9,1,"szt","PLN","23%","",10,null,null,null,null,"5906729006055",null,null,"AKCENT",null,null,"",null,10,null,"https://www.ospel.pl/sites/all/pliki/import/image/podtynk/akcent/brazowy/gpa-2af_24.jpg","",null,"","","",null,null,null,"BRĄZOWY",null,"","82 mm","82 mm","21 mm",null,null,"2025-05-08",null,"","https://www.ospel.pl/sites/all/pliki/import/image/podtynk/akcent/brazowy/gpa-2af_24.jpg","26.40.52.0","8517 18 00"]
[null,null,null,null,null,null,null,null,null,52,"GPA-AK/00","Gniazdo RTV końcowe",52.8,1,"szt","PLN","23%","",10,null,null,null,null,"5907577410896",null,null,"AKCENT",null,null,"",null,10,null,"https://www.ospel.pl/sites/all/pliki/import/image/podtynk/akcent/bialy/gpa-ak_00.jpg","https://www.ospel.pl/sites/all/pliki/import/image/rysunki/akcent/gniazda_rtv.jpg",null,"Współczynnik tłumienia 2,5-3dB","","",null,null,null,"BIAŁY",null,"0.123 kg","82 mm","82 mm","20 mm",null,null,"2025-05-08",null,"https://www.ospel.pl/sites/all/pliki/import/image/schematy/rtv_sat.pdf","https://www.ospel.pl/sites/all/pliki/import/image/podtynk/akcent/bialy/gpa-ak_00.jpg","26.40.52.0","8517 18 00"]
[null,null,null,null,null,null,null,null,null,53,"GPA-AK/01","Gniazdo RTV końcowe",52.8,1,"szt","PLN","23%","",10,null,null,null,null,"5907577413484",null,null,"AKCENT",null,null,"",null,10,null,"https://www.ospel.pl/sites/all/pliki/import/image/podtynk/akcent/bezowy/gpa-10ap_01.jpg","https://www.ospel.pl/sites/all/pliki/import/image/rysunki/akcent/gniazda_rtv.jpg",null,"Współczynnik tłumienia 2,5-3dB","","",null,null,null,"BEŻOWY",null,"0.123 kg","82 mm","82 mm","20 mm",null,null,"2025-05-08",null,"https://www.ospel.pl/sites/all/pliki/import/image/schematy/rtv_sat.pdf","https://www.ospel.pl/sites/all/pliki/import/image/podtynk/akcent/bezowy/gpa-10ap_01.jpg","26.40.52.0","8517 18 00"]
[null,null,null,null,null,null,null,null,null,54,"GPA-AK/24","Gniazdo RTV końcowe",52.8,1,"szt","PLN","23%","",10,null,null,null,null,"5907577413866",null,null,"AKCENT",null,null,"",null,10,null,"https://www.ospel.pl/sites/all/pliki/import/image/podtynk/akcent/brazowy/gpa-ak_24.jpg","https://www.ospel.pl/sites/all/pliki/import/image/rysunki/akcent/gniazda_rtv.jpg",null,"Współczynnik tłumienia 2,5-3dB","","",null,null,null,"BRĄZOWY",null,"0.123 kg","82 mm","82 mm","20 mm",null,null,"2025-05-08",null,"https://www.ospel.pl/sites/all/pliki/import/image/schematy/rtv_sat.pdf","https://www.ospel.pl/sites/all/pliki/import/image/podtynk/akcent/brazowy/gpa-ak_24.jpg","26.40.52.0","8517 18 00"]
[null,null,null,null,null,null,null,null,null,55,"GPA-AS/00","Gniazdo RTV-SAT końcowe",73.900000000000006,1,"szt","PLN","23%","",10,null,null,null,null,"5907577426569",null,null,"AKCENT",null,null,"",null,10,null,"https://www.ospel.pl/sites/all/pliki/import/image/podtynk/akcent/bialy/gpa-as_00.jpg","https://www.ospel.pl/sites/all/pliki/import/image/rysunki/akcent/gniazda_rtv_sat.jpg",null,"Współczynnik tłumienia 1,5-2dB","","",null,null,null,"BIAŁY",null,"0.1085 kg","82 mm","82 mm","20 mm",null,null,"2025-05-08",null,"https://www.ospel.pl/sites/all/pliki/import/image/schematy/rtv_sat.pdf","https://www.ospel.pl/sites/all/pliki/import/image/podtynk/akcent/bialy/gpa-as_00.jpg","26.40.52.0","8517 18 00"]
[null,null,null,null,null,null,null,null,null,56,"GPA-AS/01","Gniazdo RTV-SAT końcowe",73.900000000000006,1,"szt","PLN","23%","",10,null,null,null,null,"5907577426576",null,null,"AKCENT",null,null,"",null,10,null,"https://www.ospel.pl/sites/all/pliki/import/image/podtynk/akcent/bezowy/gpa-as_01.jpg","https://www.ospel.pl/sites/all/pliki/import/image/rysunki/akcent/gniazda_rtv_sat.jpg",null,"Współczynnik tłumienia 1,5-2dB","","",null,null,null,"BEŻOWY",null,"0.1085 kg","82 mm","82 mm","20 mm",null,null,"2025-05-08",null,"https://www.ospel.pl/sites/all/pliki/import/image/schematy/rtv_sat.pdf","https://www.ospel.pl/sites/all/pliki/import/image/podtynk/akcent/bezowy/gpa-as_01.jpg","26.40.52.0","8517 18 00"]
[null,null,null,null,null,null,null,null,null,57,"GPA-AS/24","Gniazdo RTV-SAT końcowe",73.900000000000006,1,"szt","PLN","23%","",10,null,null,null,null,"5907577426583",null,null,"AKCENT",null,null,"",null,10,null,"https://www.ospel.pl/sites/all/pliki/import/image/podtynk/akcent/brazowy/gpa-as_24.jpg","https://www.ospel.pl/sites/all/pliki/import/image/rysunki/akcent/gniazda_rtv_sat.jpg",null,"Współczynnik tłumienia 1,5-2dB","","",null,null,null,"BRĄZOWY",null,"0.1085 kg","82 mm","82 mm","20 mm",null,null,"2025-05-08",null,"https://www.ospel.pl/sites/all/pliki/import/image/schematy/rtv_sat.pdf","https://www.ospel.pl/sites/all/pliki/import/image/podtynk/akcent/brazowy/gpa-as_24.jpg","26.40.52.0","8517 18 00"]
[null,null,null,null,null,null,null,null,null,58,"GPH-1AS/00/d","Gniazdo bryzgoszczelne z uziemieniem schuko IP-44 wieczko przezroczyste",24.5,1,"szt","PLN","23%","",10,null,null,null,null,"5907577426255",null,null,"AKCENT",null,null,"",null,10,null,"https://www.ospel.pl/sites/all/pliki/import/image/podtynk/akcent/bialy/gph-1as_00_w.jpg","https://www.ospel.pl/sites/all/pliki/import/image/rysunki/akcent/gniazda_bryzgoszczelne.jpg",null,"16A/250~, IP-44, zaciski gwintowe","","",null,null,null,"BIAŁY",null,"0.0795 kg","85 mm","85 mm","30 mm",null,null,"2025-05-08",null,"","https://www.ospel.pl/sites/all/pliki/import/image/podtynk/akcent/bialy/gph-1as_00_w.jpg","27.33.13.0","8536 69 90"]
[null,null,null,null,null,null,null,null,null,59,"GPH-1AS/00/w","Gniazdo bryzgoszczelne z uziemieniem schuko IP-44 wieczko w kolorze wyrobu",24.5,1,"szt","PLN","23%","",10,null,null,null,null,"5907577424732",null,null,"AKCENT",null,null,"",null,10,null,"https://www.ospel.pl/sites/all/pliki/import/image/podtynk/akcent/bialy/gph-1as_00_w.jpg","https://www.ospel.pl/sites/all/pliki/import/image/rysunki/akcent/gniazda_bryzgoszczelne.jpg",null,"16A/250~, IP-44, zaciski gwintowe","","",null,null,null,"BIAŁY",null,"0.0795 kg","85 mm","85 mm","30 mm",null,null,"2025-05-08",null,"","https://www.ospel.pl/sites/all/pliki/import/image/podtynk/akcent/bialy/gph-1as_00_w.jpg","27.33.13.0","8536 69 90"]
[null,null,null,null,null,null,null,null,null,60,"GPH-1AS/01/d","Gniazdo bryzgoszczelne z uziemieniem schuko IP-44 wieczko przezroczyste",24.5,1,"szt","PLN","23%","",10,null,null,null,null,"5907577426989",null,null,"AKCENT",null,null,"",null,10,null,"https://www.ospel.pl/sites/all/pliki/import/image/podtynk/akcent/bezowy/gph-1as_01_d.jpg","https://www.ospel.pl/sites/all/pliki/import/image/rysunki/akcent/gniazda_bryzgoszczelne.jpg",null,"16A/250~, IP-44, zaciski gwintowe","","",null,null,null,"BEŻOWY",null,"0.0795 kg","85 mm","85 mm","30 mm",null,null,"2025-05-08",null,"","https://www.ospel.pl/sites/all/pliki/import/image/podtynk/akcent/bezowy/gph-1as_01_d.jpg","27.33.13.0","8536 69 90"]
[null,null,null,null,null,null,null,null,null,61,"GPH-1AS/24/d","Gniazdo bryzgoszczelne z uziemieniem schuko IP-44 wieczko przezroczyste",24.5,1,"szt","PLN","23%","",10,null,null,null,null,"5907577433703",null,null,"AKCENT",null,null,"",null,10,null,"https://www.ospel.pl/sites/all/pliki/import/image/podtynk/akcent/brazowy/gph-1as_24_d.jpg","https://www.ospel.pl/sites/all/pliki/import/image/rysunki/akcent/gniazda_bryzgoszczelne.jpg",null,"16A/250~, IP-44, zaciski gwintowe","","",null,null,null,"BRĄZOWY",null,"0.0795 kg","85 mm","85 mm","30 mm",null,null,"2025-05-08",null,"","https://www.ospel.pl/sites/all/pliki/import/image/podtynk/akcent/brazowy/gph-1as_24_d.jpg","27.33.13.0","8536 69 90"]
[null,null,null,null,null,null,null,null,null,62,"GPH-1ASP/00/d","Gniazdo bryzgoszczelne z uziemieniem schuko IP-44 z przesłonami torów prądowych wieczko przezroczyste",25.7,1,"szt","PLN","23%","",10,null,null,null,null,"5907577430085",null,null,"AKCENT",null,null,"",null,10,null,"https://www.ospel.pl/sites/all/pliki/import/image/podtynk/akcent/bialy/gph-1asp_00_w.jpg","https://www.ospel.pl/sites/all/pliki/import/image/rysunki/akcent/gniazda_bryzgoszczelne.jpg",null,"16A/250~, IP-44, zaciski gwintowe","","",null,null,null,"BIAŁY",null,"0.0805 kg","85 mm","85 mm","30 mm",null,null,"2025-05-08",null,"","https://www.ospel.pl/sites/all/pliki/import/image/podtynk/akcent/bialy/gph-1asp_00_w.jpg","27.33.13.0","8536 69 90"]
[null,null,null,null,null,null,null,null,null,63,"GPH-1ASP/01/d","Gniazdo bryzgoszczelne z uziemieniem schuko IP-44 z przesłonami torów prądowych wieczko przezroczyste",25.7,1,"szt","PLN","23%","",10,null,null,null,null,"5907577434793",null,null,"AKCENT",null,null,"",null,10,null,"https://www.ospel.pl/sites/all/pliki/import/image/podtynk/akcent/bezowy/gph-1asp_01_d.jpg","https://www.ospel.pl/sites/all/pliki/import/image/rysunki/akcent/gniazda_bryzgoszczelne.jpg",null,"16A/250~, IP-44, zaciski gwintowe","","",null,null,null,"BEŻOWY",null,"0.0805 kg","85 mm","85 mm","30 mm",null,null,"2025-05-08",null,"","https://www.ospel.pl/sites/all/pliki/import/image/podtynk/akcent/bezowy/gph-1asp_01_d.jpg","27.33.13.0","8536 69 90"]
[null,null,null,null,null,null,null,null,null,64,"GPH-1ASP/24/d","Gniazdo bryzgoszczelne z uziemieniem schuko IP-44 z przesłonami torów prądowych wieczko przezroczyste",25.7,1,"szt","PLN","23%","",10,null,null,null,null,"5907577442262",null,null,"AKCENT",null,null,"",null,10,null,"https://www.ospel.pl/sites/all/pliki/import/image/podtynk/akcent/brazowy/gph-1asp_24_d.jpg","https://www.ospel.pl/sites/all/pliki/import/image/rysunki/akcent/gniazda_bryzgoszczelne.jpg",null,"16A/250~, IP-44, zaciski gwintowe","","",null,null,null,"BRĄZOWY",null,"0.0805 kg","85 mm","85 mm","30 mm",null,null,"2025-05-08",null,"","https://www.ospel.pl/sites/all/pliki/import/image/podtynk/akcent/brazowy/gph-1asp_24_d.jpg","27.33.13.0","8536 69 90"]
[null,null,null,null,null,null,null,null,null,65,"GPH-1AZ/00/d","Gniazdo bryzgoszczelne z uziemieniem IP-44 wieczko przezroczyste",23.2,1,"szt","PLN","23%","",10,null,null,null,null,"5907577411077",null,null,"AKCENT",null,null,"",null,10,null,"https://www.ospel.pl/sites/all/pliki/import/image/podtynk/akcent/bialy/gph-1az_00_d.jpg","https://www.ospel.pl/sites/all/pliki/import/image/rysunki/akcent/gniazda_bryzgoszczelne.jpg",null,"16A/250~, IP-44, zaciski gwintowe","","",null,null,null,"BIAŁY",null,"0.0845 kg","85 mm","85 mm","26 mm",null,null,"2025-05-08",null,"","https://www.ospel.pl/sites/all/pliki/import/image/podtynk/akcent/bialy/gph-1az_00_d.jpg","27.33.13.0","8536 69 90"]
[null,null,null,null,null,null,null,null,null,66,"GPH-1AZ/00/w","Gniazdo bryzgoszczelne z uziemieniem IP-44 wieczko w kolorze wyrobu",23.2,1,"szt","PLN","23%","",10,null,null,null,null,"5907577411008",null,null,"AKCENT",null,null,"",null,10,null,"https://www.ospel.pl/sites/all/pliki/import/image/podtynk/akcent/bialy/gph-1az_00_d.jpg","https://www.ospel.pl/sites/all/pliki/import/image/rysunki/akcent/gniazda_bryzgoszczelne.jpg",null,"16A/250~, IP-44, zaciski gwintowe","","",null,null,null,"BIAŁY",null,"0.0845 kg","85 mm","85 mm","26 mm",null,null,"2025-05-08",null,"","https://www.ospel.pl/sites/all/pliki/import/image/podtynk/akcent/bialy/gph-1az_00_d.jpg","27.33.13.0","8536 69 90"]
[null,null,null,null,null,null,null,null,null,67,"GPH-1AZ/01/d","Gniazdo bryzgoszczelne z uziemieniem IP-44 wieczko przezroczyste",23.2,1,"szt","PLN","23%","",10,null,null,null,null,"5907577413613",null,null,"AKCENT",null,null,"",null,10,null,"https://www.ospel.pl/sites/all/pliki/import/image/podtynk/akcent/bezowy/gph-1az_01_d.jpg","https://www.ospel.pl/sites/all/pliki/import/image/rysunki/akcent/gniazda_bryzgoszczelne.jpg",null,"16A/250~, IP-44, zaciski gwintowe","","",null,null,null,"BEŻOWY",null,"0.0845 kg","85 mm","85 mm","26 mm",null,null,"2025-05-08",null,"","https://www.ospel.pl/sites/all/pliki/import/image/podtynk/akcent/bezowy/gph-1az_01_d.jpg","27.33.13.0","8536 69 90"]
[null,null,null,null,null,null,null,null,null,68,"GPH-1AZ/24/d","Gniazdo bryzgoszczelne z uziemieniem IP-44 wieczko przezroczyste",23.2,1,"szt","PLN","23%","",10,null,null,null,null,"5907577414009",null,null,"AKCENT",null,null,"",null,10,null,"https://www.ospel.pl/sites/all/pliki/import/image/podtynk/akcent/brazowy/gph-1az_24_d.jpg","https://www.ospel.pl/sites/all/pliki/import/image/rysunki/akcent/gniazda_bryzgoszczelne.jpg",null,"16A/250~, IP-44, zaciski gwintowe","","",null,null,null,"BRĄZOWY",null,"0.0845 kg","85 mm","85 mm","26 mm",null,null,"2025-05-08",null,"","https://www.ospel.pl/sites/all/pliki/import/image/podtynk/akcent/brazowy/gph-1az_24_d.jpg","27.33.13.0","8536 69 90"]
[null,null,null,null,null,null,null,null,null,69,"GPK-1A/F/00","Gniazdo komputerowe pojedyncze, kat. 5e FOREX",51.4,1,"szt","PLN","23%","",10,null,null,null,null,"5907577431686",null,null,"AKCENT",null,null,"",null,10,null,"https://www.ospel.pl/sites/all/pliki/import/image/podtynk/akcent/bialy/gpk-1a_k_00.jpg","https://www.ospel.pl/sites/all/pliki/import/image/rysunki/akcent/gniazda_t_k.jpg",null,"Złącze IDC","","",null,null,null,"BIAŁY",null,"0.042 kg","82 mm","82 mm","21 mm",null,null,"2025-05-08",null,"","https://www.ospel.pl/sites/all/pliki/import/image/podtynk/akcent/bialy/gpk-1a_k_00.jpg","26.30.30.0","8517 18 00"]
[null,null,null,null,null,null,null,null,null,70,"GPK-1A/F/01","Gniazdo komputerowe pojedyncze, kat. 5e FOREX",51.4,1,"szt","PLN","23%","",10,null,null,null,null,"5907577431716",null,null,"AKCENT",null,null,"",null,10,null,"https://www.ospel.pl/sites/all/pliki/import/image/podtynk/akcent/bezowy/gpk-1a_01.jpg","https://www.ospel.pl/sites/all/pliki/import/image/rysunki/akcent/gniazda_t_k.jpg",null,"Złącze IDC","","",null,null,null,"BEŻOWY",null,"0.042 kg","82 mm","82 mm","21 mm",null,null,"2025-05-08",null,"","https://www.ospel.pl/sites/all/pliki/import/image/podtynk/akcent/bezowy/gpk-1a_01.jpg","26.30.30.0","8517 18 00"]
[null,null,null,null,null,null,null,null,null,71,"GPK-1A/F/24","Gniazdo komputerowe pojedyncze, kat. 5e FOREX",51.4,1,"szt","PLN","23%","",10,null,null,null,null,"5907577431693",null,null,"AKCENT",null,null,"",null,10,null,"https://www.ospel.pl/sites/all/pliki/import/image/podtynk/akcent/brazowy/gpk-1a_24.jpg","https://www.ospel.pl/sites/all/pliki/import/image/rysunki/akcent/gniazda_t_k.jpg",null,"Złącze IDC","","",null,null,null,"BRĄZOWY",null,"0.042 kg","82 mm","82 mm","21 mm",null,null,"2025-05-08",null,"","https://www.ospel.pl/sites/all/pliki/import/image/podtynk/akcent/brazowy/gpk-1a_24.jpg","26.30.30.0","8517 18 00"]
[null,null,null,null,null,null,null,null,null,72,"GPK-1A/K/00","Gniazdo komputerowe pojedyncze, kat. 5e MMC",56.5,1,"szt","PLN","23%","",10,null,null,null,null,"5907577410940",null,null,"AKCENT",null,null,"",null,10,null,"https://www.ospel.pl/sites/all/pliki/import/image/podtynk/akcent/bialy/gpk-1a_k_00.jpg","https://www.ospel.pl/sites/all/pliki/import/image/rysunki/akcent/gniazda_t_k.jpg",null,"Złącze IDC","","",null,null,null,"BIAŁY",null,"0.042 kg","82 mm","82 mm","21 mm",null,null,"2025-05-08",null,"","https://www.ospel.pl/sites/all/pliki/import/image/podtynk/akcent/bialy/gpk-1a_k_00.jpg","26.30.30.0","8517 18 00"]
[null,null,null,null,null,null,null,null,null,73,"GPK-1A/K/01","Gniazdo komputerowe pojedyncze, kat. 5e MMC",56.5,1,"szt","PLN","23%","",10,null,null,null,null,"5907577413545",null,null,"AKCENT",null,null,"",null,10,null,"https://www.ospel.pl/sites/all/pliki/import/image/podtynk/akcent/bezowy/gpk-1a_01.jpg","https://www.ospel.pl/sites/all/pliki/import/image/rysunki/akcent/gniazda_t_k.jpg",null,"Złącze IDC","","",null,null,null,"BEŻOWY",null,"0.042 kg","82 mm","82 mm","21 mm",null,null,"2025-05-08",null,"","https://www.ospel.pl/sites/all/pliki/import/image/podtynk/akcent/bezowy/gpk-1a_01.jpg","26.30.30.0","8517 18 00"]
[null,null,null,null,null,null,null,null,null,74,"GPK-1A/K/24","Gniazdo komputerowe pojedyncze, kat. 5e MMC",56.5,1,"szt","PLN","23%","",10,null,null,null,null,"5907577413910",null,null,"AKCENT",null,null,"",null,10,null,"https://www.ospel.pl/sites/all/pliki/import/image/podtynk/akcent/brazowy/gpk-1a_24.jpg","https://www.ospel.pl/sites/all/pliki/import/image/rysunki/akcent/gniazda_t_k.jpg",null,"Złącze IDC","","",null,null,null,"BRĄZOWY",null,"0.042 kg","82 mm","82 mm","21 mm",null,null,"2025-05-08",null,"","https://www.ospel.pl/sites/all/pliki/import/image/podtynk/akcent/brazowy/gpk-1a_24.jpg","26.30.30.0","8517 18 00"]
[null,null,null,null,null,null,null,null,null,75,"GPK-2A/F/00","Gniazdo komputerowe podwójne, kat. 5e FOREX",79.099999999999994,1,"szt","PLN","23%","",10,null,null,null,null,"5907577431723",null,null,"AKCENT",null,null,"",null,10,null,"https://www.ospel.pl/sites/all/pliki/import/image/podtynk/akcent/bialy/gpk-2a_k_00.jpg","https://www.ospel.pl/sites/all/pliki/import/image/rysunki/akcent/gniazda_t_k.jpg",null,"Złącze IDC","","",null,null,null,"BIAŁY",null,"0.0465 kg","82 mm","82 mm","21 mm",null,null,"2025-05-08",null,"","https://www.ospel.pl/sites/all/pliki/import/image/podtynk/akcent/bialy/gpk-2a_k_00.jpg","26.30.30.0","8517 18 00"]
[null,null,null,null,null,null,null,null,null,76,"GPK-2A/F/01","Gniazdo komputerowe podwójne, kat. 5e FOREX",79.099999999999994,1,"szt","PLN","23%","",10,null,null,null,null,"5907577431754",null,null,"AKCENT",null,null,"",null,10,null,"https://www.ospel.pl/sites/all/pliki/import/image/podtynk/akcent/bezowy/gpk-2a_01.jpg","https://www.ospel.pl/sites/all/pliki/import/image/rysunki/akcent/gniazda_t_k.jpg",null,"Złącze IDC","","",null,null,null,"BEŻOWY",null,"0.0465 kg","82 mm","82 mm","21 mm",null,null,"2025-05-08",null,"","https://www.ospel.pl/sites/all/pliki/import/image/podtynk/akcent/bezowy/gpk-2a_01.jpg","26.30.30.0","8517 18 00"]
[null,null,null,null,null,null,null,null,null,77,"GPK-2A/F/24","Gniazdo komputerowe podwójne, kat. 5e FOREX",79.099999999999994,1,"szt","PLN","23%","",10,null,null,null,null,"5907577431730",null,null,"AKCENT",null,null,"",null,10,null,"https://www.ospel.pl/sites/all/pliki/import/image/podtynk/akcent/brazowy/gpk-2a_24.jpg","https://www.ospel.pl/sites/all/pliki/import/image/rysunki/akcent/gniazda_t_k.jpg",null,"Złącze IDC","","",null,null,null,"BRĄZOWY",null,"0.0465 kg","82 mm","82 mm","21 mm",null,null,"2025-05-08",null,"","https://www.ospel.pl/sites/all/pliki/import/image/podtynk/akcent/brazowy/gpk-2a_24.jpg","26.30.30.0","8517 18 00"]
[null,null,null,null,null,null,null,null,null,78,"GPK-2A/K/00","Gniazdo komputerowe podwójne, kat. 5e MMC",91.8,1,"szt","PLN","23%","",10,null,null,null,null,"5907577410957",null,null,"AKCENT",null,null,"",null,10,null,"https://www.ospel.pl/sites/all/pliki/import/image/podtynk/akcent/bialy/gpk-2a_k_00.jpg","https://www.ospel.pl/sites/all/pliki/import/image/rysunki/akcent/gniazda_t_k.jpg",null,"Złącze IDC","","",null,null,null,"BIAŁY",null,"0.0465 kg","82 mm","82 mm","21 mm",null,null,"2025-05-08",null,"","https://www.ospel.pl/sites/all/pliki/import/image/podtynk/akcent/bialy/gpk-2a_k_00.jpg","26.30.30.0","8517 18 00"]
[null,null,null,null,null,null,null,null,null,79,"GPK-2A/K/01","Gniazdo komputerowe podwójne, kat. 5e MMC",91.8,1,"szt","PLN","23%","",10,null,null,null,null,"5907577413552",null,null,"AKCENT",null,null,"",null,10,null,"https://www.ospel.pl/sites/all/pliki/import/image/podtynk/akcent/bezowy/gpk-2a_01.jpg","https://www.ospel.pl/sites/all/pliki/import/image/rysunki/akcent/gniazda_t_k.jpg",null,"Złącze IDC","","",null,null,null,"BEŻOWY",null,"0.0465 kg","82 mm","82 mm","21 mm",null,null,"2025-05-08",null,"","https://www.ospel.pl/sites/all/pliki/import/image/podtynk/akcent/bezowy/gpk-2a_01.jpg","26.30.30.0","8517 18 00"]
[null,null,null,null,null,null,null,null,null,80,"GPK-2A/K/24","Gniazdo komputerowe podwójne, kat. 5e MMC",91.8,1,"szt","PLN","23%","",10,null,null,null,null,"5907577413927",null,null,"AKCENT",null,null,"",null,10,null,"https://www.ospel.pl/sites/all/pliki/import/image/podtynk/akcent/brazowy/gpk-2a_24.jpg","https://www.ospel.pl/sites/all/pliki/import/image/rysunki/akcent/gniazda_t_k.jpg",null,"Złącze IDC","","",null,null,null,"BRĄZOWY",null,"0.0465 kg","82 mm","82 mm","21 mm",null,null,"2025-05-08",null,"","https://www.ospel.pl/sites/all/pliki/import/image/podtynk/akcent/brazowy/gpk-2a_24.jpg","26.30.30.0","8517 18 00"]
[null,null,null,null,null,null,null,null,null,81,"GPKT-A/F/00","Gniazdo komputerowo-telefoniczne RJ 45 kat. 5e, (8-stykowe) + RJ 11 (4-stykowe)",75.2,1,"szt","PLN","23%","",10,null,null,null,null,"5907577431761",null,null,"AKCENT",null,null,"",null,10,null,"https://www.ospel.pl/sites/all/pliki/import/image/podtynk/akcent/bialy/gpkt-a_k_00.jpg","https://www.ospel.pl/sites/all/pliki/import/image/rysunki/akcent/gniazda_t_k.jpg",null,"Złącze IDC","","",null,null,null,"BIAŁY",null,"0.049 kg","82 mm","82 mm","21 mm",null,null,"2025-05-08",null,"","https://www.ospel.pl/sites/all/pliki/import/image/podtynk/akcent/bialy/gpkt-a_k_00.jpg","26.30.30.0","8517 18 00"]
[null,null,null,null,null,null,null,null,null,82,"GPKT-A/F/01","Gniazdo komputerowo-telefoniczne RJ 45 kat. 5e, (8-stykowe) + RJ 11 (4-stykowe)",75.2,1,"szt","PLN","23%","",10,null,null,null,null,"5907577431792",null,null,"AKCENT",null,null,"",null,10,null,"https://www.ospel.pl/sites/all/pliki/import/image/podtynk/akcent/bezowy/gpkt-a_01.jpg","https://www.ospel.pl/sites/all/pliki/import/image/rysunki/akcent/gniazda_t_k.jpg",null,"Złącze IDC","","",null,null,null,"BEŻOWY",null,"0.049 kg","82 mm","82 mm","21 mm",null,null,"2025-05-08",null,"","https://www.ospel.pl/sites/all/pliki/import/image/podtynk/akcent/bezowy/gpkt-a_01.jpg","26.30.30.0","8517 18 00"]
[null,null,null,null,null,null,null,null,null,83,"GPKT-A/F/24","Gniazdo komputerowo-telefoniczne RJ 45 kat. 5e, (8-stykowe) + RJ 11 (4-stykowe)",75.2,1,"szt","PLN","23%","",10,null,null,null,null,"5907577431778",null,null,"AKCENT",null,null,"",null,10,null,"https://www.ospel.pl/sites/all/pliki/import/image/podtynk/akcent/brazowy/gpkt-a_24.jpg","https://www.ospel.pl/sites/all/pliki/import/image/rysunki/akcent/gniazda_t_k.jpg",null,"Złącze IDC","","",null,null,null,"BRĄZOWY",null,"0.049 kg","82 mm","82 mm","21 mm",null,null,"2025-05-08",null,"","https://www.ospel.pl/sites/all/pliki/import/image/podtynk/akcent/brazowy/gpkt-a_24.jpg","26.30.30.0","8517 18 00"]
[null,null,null,null,null,null,null,null,null,84,"GPKT-A/K/00","Gniazdo komputerowo-telefoniczne RJ 45 kat. 5e, (8-stykowe) + RJ 11 (6-stykowe)",90.2,1,"szt","PLN","23%","",10,null,null,null,null,"5907577410964",null,null,"AKCENT",null,null,"",null,10,null,"https://www.ospel.pl/sites/all/pliki/import/image/podtynk/akcent/specjalne/gpkt-a_k_00.jpg","https://www.ospel.pl/sites/all/pliki/import/image/rysunki/akcent/gniazda_t_k.jpg",null,"Złącze IDC","","",null,null,null,"BIAŁY",null,"0.049 kg","82 mm","82 mm","21 mm",null,null,"2025-05-08",null,"","https://www.ospel.pl/sites/all/pliki/import/image/podtynk/akcent/specjalne/gpkt-a_k_00.jpg","26.30.30.0","8517 18 00"]
[null,null,null,null,null,null,null,null,null,85,"GPKT-A/K/01","Gniazdo komputerowo-telefoniczne RJ 45 kat. 5e, (8-stykowe) + RJ 11 (6-stykowe)",90.2,1,"szt","PLN","23%","",10,null,null,null,null,"5907577413569",null,null,"AKCENT",null,null,"",null,10,null,"https://www.ospel.pl/sites/all/pliki/import/image/podtynk/akcent/bezowy/gpkt-a_01.jpg","https://www.ospel.pl/sites/all/pliki/import/image/rysunki/akcent/gniazda_t_k.jpg",null,"Złącze IDC","","",null,null,null,"BEŻOWY",null,"0.049 kg","82 mm","82 mm","21 mm",null,null,"2025-05-08",null,"","https://www.ospel.pl/sites/all/pliki/import/image/podtynk/akcent/bezowy/gpkt-a_01.jpg","26.30.30.0","8517 18 00"]
[null,null,null,null,null,null,null,null,null,86,"GPKT-A/K/24","Gniazdo komputerowo-telefoniczne RJ 45 kat. 5e, (8-stykowe) + RJ 11 (6-stykowe)",90.2,1,"szt","PLN","23%","",10,null,null,null,null,"5907577413934",null,null,"AKCENT",null,null,"",null,10,null,"https://www.ospel.pl/sites/all/pliki/import/image/podtynk/akcent/brazowy/gpkt-a_24.jpg","https://www.ospel.pl/sites/all/pliki/import/image/rysunki/akcent/gniazda_t_k.jpg",null,"Złącze IDC","","",null,null,null,"BRĄZOWY",null,"0.049 kg","82 mm","82 mm","21 mm",null,null,"2025-05-08",null,"","https://www.ospel.pl/sites/all/pliki/import/image/podtynk/akcent/brazowy/gpkt-a_24.jpg","26.30.30.0","8517 18 00"]
[null,null,null,null,null,null,null,null,null,87,"GPT-1A/00","Gniazdo telefoniczne pojedyncze",20.9,1,"szt","PLN","23%","",10,null,null,null,null,"5907577410971",null,null,"AKCENT",null,null,"",null,10,null,"https://www.ospel.pl/sites/all/pliki/import/image/podtynk/akcent/bialy/gpt-1a_00.jpg","https://www.ospel.pl/sites/all/pliki/import/image/rysunki/akcent/gniazda_t_k.jpg",null,"Zaciski gwintowe","","",null,null,null,"BIAŁY",null,"0.0375 kg","82 mm","82 mm","21 mm",null,null,"2025-05-08",null,"","https://www.ospel.pl/sites/all/pliki/import/image/podtynk/akcent/bialy/gpt-1a_00.jpg","26.30.30.0","8517 18 00"]
[null,null,null,null,null,null,null,null,null,88,"GPT-1A/01","Gniazdo telefoniczne pojedyncze",20.9,1,"szt","PLN","23%","",10,null,null,null,null,"5907577413576",null,null,"AKCENT",null,null,"",null,10,null,"https://www.ospel.pl/sites/all/pliki/import/image/podtynk/akcent/bezowy/gpt-1a_01.jpg","https://www.ospel.pl/sites/all/pliki/import/image/rysunki/akcent/gniazda_t_k.jpg",null,"Zaciski gwintowe","","",null,null,null,"BEŻOWY",null,"0.0375 kg","82 mm","82 mm","21 mm",null,null,"2025-05-08",null,"","https://www.ospel.pl/sites/all/pliki/import/image/podtynk/akcent/bezowy/gpt-1a_01.jpg","26.30.30.0","8517 18 00"]
[null,null,null,null,null,null,null,null,null,89,"GPT-1A/24","Gniazdo telefoniczne pojedyncze",20.9,1,"szt","PLN","23%","",10,null,null,null,null,"5907577413941",null,null,"AKCENT",null,null,"",null,10,null,"https://www.ospel.pl/sites/all/pliki/import/image/podtynk/akcent/brazowy/gpt-1a_24.jpg","https://www.ospel.pl/sites/all/pliki/import/image/rysunki/akcent/gniazda_t_k.jpg",null,"Zaciski gwintowe","","",null,null,null,"BRĄZOWY",null,"0.0375 kg","82 mm","82 mm","21 mm",null,null,"2025-05-08",null,"","https://www.ospel.pl/sites/all/pliki/import/image/podtynk/akcent/brazowy/gpt-1a_24.jpg","26.30.30.0","8517 18 00"]
[null,null,null,null,null,null,null,null,null,90,"GPT-2AN/00","Gniazdo telefoniczne podwójne niezależne",37.1,1,"szt","PLN","23%","",10,null,null,null,null,"5907577410988",null,null,"AKCENT",null,null,"",null,10,null,"https://www.ospel.pl/sites/all/pliki/import/image/podtynk/akcent/bialy/gpt-2an_00.jpg","https://www.ospel.pl/sites/all/pliki/import/image/rysunki/akcent/gniazda_t_k.jpg",null,"Zaciski gwintowe","","",null,null,null,"BIAŁY",null,"0.041 kg","82 mm","82 mm","21 mm",null,null,"2025-05-08",null,"","https://www.ospel.pl/sites/all/pliki/import/image/podtynk/akcent/bialy/gpt-2an_00.jpg","26.30.30.0","8517 18 00"]
[null,null,null,null,null,null,null,null,null,91,"GPT-2AN/01","Gniazdo telefoniczne podwójne niezależne",37.1,1,"szt","PLN","23%","",10,null,null,null,null,"5907577413583",null,null,"AKCENT",null,null,"",null,10,null,"https://www.ospel.pl/sites/all/pliki/import/image/podtynk/akcent/bezowy/gpt-2an_01.jpg","https://www.ospel.pl/sites/all/pliki/import/image/rysunki/akcent/gniazda_t_k.jpg",null,"Zaciski gwintowe","","",null,null,null,"BEŻOWY",null,"0.041 kg","82 mm","82 mm","21 mm",null,null,"2025-05-08",null,"","https://www.ospel.pl/sites/all/pliki/import/image/podtynk/akcent/bezowy/gpt-2an_01.jpg","26.30.30.0","8517 18 00"]
[null,null,null,null,null,null,null,null,null,92,"GPT-2AN/24","Gniazdo telefoniczne podwójne niezależne",37.1,1,"szt","PLN","23%","",10,null,null,null,null,"5907577413958",null,null,"AKCENT",null,null,"",null,10,null,"https://www.ospel.pl/sites/all/pliki/import/image/podtynk/akcent/brazowy/gpt-2an_24.jpg","https://www.ospel.pl/sites/all/pliki/import/image/rysunki/akcent/gniazda_t_k.jpg",null,"Zaciski gwintowe","","",null,null,null,"BRĄZOWY",null,"0.041 kg","82 mm","82 mm","21 mm",null,null,"2025-05-08",null,"","https://www.ospel.pl/sites/all/pliki/import/image/podtynk/akcent/brazowy/gpt-2an_24.jpg","26.30.30.0","8517 18 00"]
[null,null,null,null,null,null,null,null,null,93,"GPT-2AR/00","Gniazdo telefoniczne podwójne równoległe",37.1,1,"szt","PLN","23%","",10,null,null,null,null,"5907577410995",null,null,"AKCENT",null,null,"",null,10,null,"https://www.ospel.pl/sites/all/pliki/import/image/podtynk/akcent/bialy/gpt-2an_00.jpg","https://www.ospel.pl/sites/all/pliki/import/image/rysunki/akcent/gniazda_t_k.jpg",null,"Zaciski gwintowe","","",null,null,null,"BIAŁY",null,"0.039 kg","82 mm","82 mm","21 mm",null,null,"2025-05-08",null,"","https://www.ospel.pl/sites/all/pliki/import/image/podtynk/akcent/bialy/gpt-2an_00.jpg","26.30.30.0","8517 18 00"]
[null,null,null,null,null,null,null,null,null,94,"GPT-2AR/01","Gniazdo telefoniczne podwójne równoległe",37.1,1,"szt","PLN","23%","",10,null,null,null,null,"5907577413590",null,null,"AKCENT",null,null,"",null,10,null,"https://www.ospel.pl/sites/all/pliki/import/image/podtynk/akcent/bezowy/gpt-2an_01.jpg","https://www.ospel.pl/sites/all/pliki/import/image/rysunki/akcent/gniazda_t_k.jpg",null,"Zaciski gwintowe","","",null,null,null,"BEŻOWY",null,"0.039 kg","82 mm","82 mm","21 mm",null,null,"2025-05-08",null,"","https://www.ospel.pl/sites/all/pliki/import/image/podtynk/akcent/bezowy/gpt-2an_01.jpg","26.30.30.0","8517 18 00"]
[null,null,null,null,null,null,null,null,null,95,"GPT-2AR/24","Gniazdo telefoniczne podwójne równoległe",37.1,1,"szt","PLN","23%","",10,null,null,null,null,"5907577413965",null,null,"AKCENT",null,null,"",null,10,null,"https://www.ospel.pl/sites/all/pliki/import/image/podtynk/akcent/brazowy/gpt-2an_24.jpg","https://www.ospel.pl/sites/all/pliki/import/image/rysunki/akcent/gniazda_t_k.jpg",null,"Zaciski gwintowe","","",null,null,null,"BRĄZOWY",null,"0.039 kg","82 mm","82 mm","21 mm",null,null,"2025-05-08",null,"","https://www.ospel.pl/sites/all/pliki/import/image/podtynk/akcent/brazowy/gpt-2an_24.jpg","26.30.30.0","8517 18 00"]
[null,null,null,null,null,null,null,null,null,96,"ŁP-10A/00","Łącznik podwójny schodowy",30.6,1,"szt","PLN","23%","",10,null,null,null,null,"5907577426422",null,null,"AKCENT",null,null,"",null,10,null,"https://www.ospel.pl/sites/all/pliki/import/image/podtynk/akcent/bialy/lp-2a_00.jpg","https://www.ospel.pl/sites/all/pliki/import/image/rysunki/akcent/laczniki_6.jpg",null,"10AX/250~, IP-20 zaciski gwintowe","","",null,null,null,"BIAŁY",null,"0.065 kg","82 mm","82 mm","23 mm",null,null,"2025-05-08",null,"https://www.ospel.pl/sites/all/pliki/import/image/schematy/lacznik_podwojny_schodowy.jpg","https://www.ospel.pl/sites/all/pliki/import/image/podtynk/akcent/bialy/lp-2a_00.jpg","27.33.11.0","8536 50 07"]
[null,null,null,null,null,null,null,null,null,97,"ŁP-10A/01","Łącznik podwójny schodowy",30.6,1,"szt","PLN","23%","",10,null,null,null,null,"5907577426446",null,null,"AKCENT",null,null,"",null,10,null,"https://www.ospel.pl/sites/all/pliki/import/image/podtynk/akcent/bezowy/lp-2a_01.jpg","https://www.ospel.pl/sites/all/pliki/import/image/rysunki/akcent/laczniki_6.jpg",null,"10AX/250~, IP-20 zaciski gwintowe","","",null,null,null,"BEŻOWY",null,"0.065 kg","82 mm","82 mm","23 mm",null,null,"2025-05-08",null,"https://www.ospel.pl/sites/all/pliki/import/image/schematy/lacznik_podwojny_schodowy.jpg","https://www.ospel.pl/sites/all/pliki/import/image/podtynk/akcent/bezowy/lp-2a_01.jpg","27.33.11.0","8536 50 07"]
[null,null,null,null,null,null,null,null,null,98,"ŁP-10A/24","Łącznik podwójny schodowy",30.6,1,"szt","PLN","23%","",10,null,null,null,null,"5907577426439",null,null,"AKCENT",null,null,"",null,10,null,"https://www.ospel.pl/sites/all/pliki/import/image/podtynk/akcent/brazowy/lp-2a_24.jpg","https://www.ospel.pl/sites/all/pliki/import/image/rysunki/akcent/laczniki_6.jpg",null,"10AX/250~, IP-20 zaciski gwintowe","","",null,null,null,"BRĄZOWY",null,"0.065 kg","82 mm","82 mm","23 mm",null,null,"2025-05-08",null,"https://www.ospel.pl/sites/all/pliki/import/image/schematy/lacznik_podwojny_schodowy.jpg","https://www.ospel.pl/sites/all/pliki/import/image/podtynk/akcent/brazowy/lp-2a_24.jpg","27.33.11.0","8536 50 07"]
[null,null,null,null,null,null,null,null,null,99,"ŁP-10AS/00","Łącznik podwójny schodowy z podświetleniem pomarańczowym",36.1,1,"szt","PLN","23%","",10,null,null,null,null,"5907577426460",null,null,"AKCENT",null,null,"",null,10,null,"https://www.ospel.pl/sites/all/pliki/import/image/podtynk/akcent/bialy/lp-9as_00.jpg","https://www.ospel.pl/sites/all/pliki/import/image/rysunki/akcent/laczniki_6.jpg",null,"10AX/250~, IP-20 zaciski gwintowe","","",null,null,null,"BIAŁY",null,"0.066 kg","82 mm","82 mm","23 mm",null,null,"2025-05-08",null,"https://www.ospel.pl/sites/all/pliki/import/image/schematy/lacznik_podwojny_schodowy.jpg","https://www.ospel.pl/sites/all/pliki/import/image/podtynk/akcent/bialy/lp-9as_00.jpg","27.33.11.0","8536 50 07"]
[null,null,null,null,null,null,null,null,null,100,"ŁP-10AS/01","Łącznik podwójny schodowy z podświetleniem pomarańczowym",36.1,1,"szt","PLN","23%","",10,null,null,null,null,"5907577426484",null,null,"AKCENT",null,null,"",null,10,null,"https://www.ospel.pl/sites/all/pliki/import/image/podtynk/akcent/bezowy/lp-2a_01.jpg","https://www.ospel.pl/sites/all/pliki/import/image/rysunki/akcent/laczniki_6.jpg",null,"10AX/250~, IP-20 zaciski gwintowe","","",null,null,null,"BEŻOWY",null,"0.066 kg","82 mm","82 mm","23 mm",null,null,"2025-05-08",null,"https://www.ospel.pl/sites/all/pliki/import/image/schematy/lacznik_podwojny_schodowy.jpg","https://www.ospel.pl/sites/all/pliki/import/image/podtynk/akcent/bezowy/lp-2a_01.jpg","27.33.11.0","8536 50 07"]
[null,null,null,null,null,null,null,null,null,101,"ŁP-10AS/24","Łącznik podwójny schodowy z podświetleniem pomarańczowym",36.1,1,"szt","PLN","23%","",10,null,null,null,null,"5907577426477",null,null,"AKCENT",null,null,"",null,10,null,"https://www.ospel.pl/sites/all/pliki/import/image/podtynk/akcent/brazowy/lp-2a_24.jpg","https://www.ospel.pl/sites/all/pliki/import/image/rysunki/akcent/laczniki_6.jpg",null,"10AX/250~, IP-20 zaciski gwintowe","","",null,null,null,"BRĄZOWY",null,"0.066 kg","82 mm","82 mm","23 mm",null,null,"2025-05-08",null,"https://www.ospel.pl/sites/all/pliki/import/image/schematy/lacznik_podwojny_schodowy.jpg","https://www.ospel.pl/sites/all/pliki/import/image/podtynk/akcent/brazowy/lp-2a_24.jpg","27.33.11.0","8536 50 07"]
[null,null,null,null,null,null,null,null,null,102,"ŁP-1A/00","Łącznik jednobiegunowy",13.8,1,"szt","PLN","23%","",10,null,null,null,null,"5907577410698",null,null,"AKCENT",null,null,"",null,10,null,"https://www.ospel.pl/sites/all/pliki/import/image/podtynk/akcent/bialy/lp-1a_00.jpg","https://www.ospel.pl/sites/all/pliki/import/image/rysunki/akcent/laczniki.jpg",null,"10AX/250~, IP-20 zaciski gwintowe","","",null,null,null,"BIAŁY",null,"0.0525 kg","82 mm","82 mm","23 mm",null,null,"2025-05-08",null,"https://www.ospel.pl/sites/all/pliki/import/image/schematy/lacznik_jednobiegunowy.jpg","https://www.ospel.pl/sites/all/pliki/import/image/podtynk/akcent/bialy/lp-1a_00.jpg","27.33.11.0","8536 50 07"]
[null,null,null,null,null,null,null,null,null,103,"ŁP-1A/01","Łącznik jednobiegunowy",13.8,1,"szt","PLN","23%","",10,null,null,null,null,"5907577413323",null,null,"AKCENT",null,null,"",null,10,null,"https://www.ospel.pl/sites/all/pliki/import/image/podtynk/akcent/bezowy/lp-1a_01.jpg","https://www.ospel.pl/sites/all/pliki/import/image/rysunki/akcent/laczniki.jpg",null,"10AX/250~, IP-20 zaciski gwintowe","","",null,null,null,"BEŻOWY",null,"0.0525 kg","82 mm","82 mm","23 mm",null,null,"2025-05-08",null,"https://www.ospel.pl/sites/all/pliki/import/image/schematy/lacznik_jednobiegunowy.jpg","https://www.ospel.pl/sites/all/pliki/import/image/podtynk/akcent/bezowy/lp-1a_01.jpg","27.33.11.0","8536 50 07"]
[null,null,null,null,null,null,null,null,null,104,"ŁP-1A/24","Łącznik jednobiegunowy",13.8,1,"szt","PLN","23%","",10,null,null,null,null,"5907577413682",null,null,"AKCENT",null,null,"",null,10,null,"https://www.ospel.pl/sites/all/pliki/import/image/podtynk/akcent/brazowy/lp-1a_24.jpg","https://www.ospel.pl/sites/all/pliki/import/image/rysunki/akcent/laczniki.jpg",null,"10AX/250~, IP-20 zaciski gwintowe","","",null,null,null,"BRĄZOWY",null,"0.0525 kg","82 mm","82 mm","23 mm",null,null,"2025-05-08",null,"https://www.ospel.pl/sites/all/pliki/import/image/schematy/lacznik_jednobiegunowy.jpg","https://www.ospel.pl/sites/all/pliki/import/image/podtynk/akcent/brazowy/lp-1a_24.jpg","27.33.11.0","8536 50 07"]
[null,null,null,null,null,null,null,null,null,105,"ŁP-1AS/00","Łącznik jednobiegunowy z podświetleniem pomarańczowym",20.3,1,"szt","PLN","23%","",10,null,null,null,null,"5907577410759",null,null,"AKCENT",null,null,"",null,10,null,"https://www.ospel.pl/sites/all/pliki/import/image/podtynk/akcent/bialy/lp-1as_00.jpg","https://www.ospel.pl/sites/all/pliki/import/image/rysunki/akcent/laczniki.jpg",null,"10AX/250~, IP-20 zaciski gwintowe","","",null,null,null,"BIAŁY",null,"0.0535 kg","82 mm","82 mm","23 mm",null,null,"2025-05-08",null,"","https://www.ospel.pl/sites/all/pliki/import/image/podtynk/akcent/bialy/lp-1as_00.jpg","27.33.11.0","8536 50 07"]
[null,null,null,null,null,null,null,null,null,106,"ŁP-1AS/01","Łącznik jednobiegunowy z podświetleniem pomarańczowym",20.3,1,"szt","PLN","23%","",10,null,null,null,null,"5907577413385",null,null,"AKCENT",null,null,"",null,10,null,"https://www.ospel.pl/sites/all/pliki/import/image/podtynk/akcent/bezowy/lp-1as_01.jpg","https://www.ospel.pl/sites/all/pliki/import/image/rysunki/akcent/laczniki.jpg",null,"10AX/250~, IP-20 zaciski gwintowe","","",null,null,null,"BEŻOWY",null,"0.0535 kg","82 mm","82 mm","23 mm",null,null,"2025-05-08",null,"","https://www.ospel.pl/sites/all/pliki/import/image/podtynk/akcent/bezowy/lp-1as_01.jpg","27.33.11.0","8536 50 07"]
[null,null,null,null,null,null,null,null,null,107,"ŁP-1AS/24","Łącznik jednobiegunowy z podświetleniem pomarańczowym",20.3,1,"szt","PLN","23%","",10,null,null,null,null,"5907577413743",null,null,"AKCENT",null,null,"",null,10,null,"https://www.ospel.pl/sites/all/pliki/import/image/podtynk/akcent/brazowy/lp-1as_24.jpg","https://www.ospel.pl/sites/all/pliki/import/image/rysunki/akcent/laczniki.jpg",null,"10AX/250~, IP-20 zaciski gwintowe","","",null,null,null,"BRĄZOWY",null,"0.0535 kg","82 mm","82 mm","23 mm",null,null,"2025-05-08",null,"","https://www.ospel.pl/sites/all/pliki/import/image/podtynk/akcent/brazowy/lp-1as_24.jpg","27.33.11.0","8536 50 07"]
[null,null,null,null,null,null,null,null,null,108,"ŁP-2A/00","Łącznik dwugrupowy świecznikowy",16.7,1,"szt","PLN","23%","",10,null,null,null,null,"5907577410704",null,null,"AKCENT",null,null,"",null,10,null,"https://www.ospel.pl/sites/all/pliki/import/image/podtynk/akcent/bialy/lp-2a_00.jpg","https://www.ospel.pl/sites/all/pliki/import/image/rysunki/akcent/laczniki_6.jpg",null,"10AX/250~, IP-20 zaciski gwintowe","","",null,null,null,"BIAŁY",null,"0.055 kg","82 mm","82 mm","23 mm",null,null,"2025-05-08",null,"https://www.ospel.pl/sites/all/pliki/import/image/schematy/lacznik_swiecznikowy.jpg","https://www.ospel.pl/sites/all/pliki/import/image/podtynk/akcent/bialy/lp-2a_00.jpg","27.33.11.0","8536 50 07"]
[null,null,null,null,null,null,null,null,null,109,"ŁP-2A/01","Łącznik dwugrupowy świecznikowy",16.7,1,"szt","PLN","23%","",10,null,null,null,null,"5907577413330",null,null,"AKCENT",null,null,"",null,10,null,"https://www.ospel.pl/sites/all/pliki/import/image/podtynk/akcent/bezowy/lp-2a_01.jpg","https://www.ospel.pl/sites/all/pliki/import/image/rysunki/akcent/laczniki_6.jpg",null,"10AX/250~, IP-20 zaciski gwintowe","","",null,null,null,"BEŻOWY",null,"0.055 kg","82 mm","82 mm","23 mm",null,null,"2025-05-08",null,"https://www.ospel.pl/sites/all/pliki/import/image/schematy/lacznik_swiecznikowy.jpg","https://www.ospel.pl/sites/all/pliki/import/image/podtynk/akcent/bezowy/lp-2a_01.jpg","27.33.11.0","8536 50 07"]
[null,null,null,null,null,null,null,null,null,110,"ŁP-2A/24","Łącznik dwugrupowy świecznikowy",16.7,1,"szt","PLN","23%","",10,null,null,null,null,"5907577413699",null,null,"AKCENT",null,null,"",null,10,null,"https://www.ospel.pl/sites/all/pliki/import/image/podtynk/akcent/brazowy/lp-2a_24.jpg","https://www.ospel.pl/sites/all/pliki/import/image/rysunki/akcent/laczniki_6.jpg",null,"10AX/250~, IP-20 zaciski gwintowe","","",null,null,null,"BRĄZOWY",null,"0.055 kg","82 mm","82 mm","23 mm",null,null,"2025-05-08",null,"https://www.ospel.pl/sites/all/pliki/import/image/schematy/lacznik_swiecznikowy.jpg","https://www.ospel.pl/sites/all/pliki/import/image/podtynk/akcent/brazowy/lp-2a_24.jpg","27.33.11.0","8536 50 07"]
[null,null,null,null,null,null,null,null,null,111,"ŁP-2AS/00","Łącznik dwugrupowy świecznikowy z podświetleniem pomarańczowym",22.9,1,"szt","PLN","23%","",10,null,null,null,null,"5907577410766",null,null,"AKCENT",null,null,"",null,10,null,"https://www.ospel.pl/sites/all/pliki/import/image/podtynk/akcent/bialy/lp-2as_00.jpg","https://www.ospel.pl/sites/all/pliki/import/image/rysunki/akcent/laczniki_6.jpg",null,"10AX/250~, IP-20 zaciski gwintowe","","",null,null,null,"BIAŁY",null,"0.056 kg","82 mm","82 mm","23 mm",null,null,"2025-05-08",null,"https://www.ospel.pl/sites/all/pliki/import/image/schematy/lacznik_swiecznikowy_podswietlenie.jpg","https://www.ospel.pl/sites/all/pliki/import/image/podtynk/akcent/bialy/lp-2as_00.jpg","27.33.11.0","8536 50 07"]
[null,null,null,null,null,null,null,null,null,112,"ŁP-2AS/01","Łącznik dwugrupowy świecznikowy z podświetleniem pomarańczowym",22.9,1,"szt","PLN","23%","",10,null,null,null,null,"5907577413392",null,null,"AKCENT",null,null,"",null,10,null,"https://www.ospel.pl/sites/all/pliki/import/image/podtynk/akcent/bezowy/lp-2as_01.jpg","https://www.ospel.pl/sites/all/pliki/import/image/rysunki/akcent/laczniki_6.jpg",null,"10AX/250~, IP-20 zaciski gwintowe","","",null,null,null,"BEŻOWY",null,"0.056 kg","82 mm","82 mm","23 mm",null,null,"2025-05-08",null,"https://www.ospel.pl/sites/all/pliki/import/image/schematy/lacznik_swiecznikowy_podswietlenie.jpg","https://www.ospel.pl/sites/all/pliki/import/image/podtynk/akcent/bezowy/lp-2as_01.jpg","27.33.11.0","8536 50 07"]
[null,null,null,null,null,null,null,null,null,113,"ŁP-2AS/24","Łącznik dwugrupowy świecznikowy z podświetleniem pomarańczowym",22.9,1,"szt","PLN","23%","",10,null,null,null,null,"5907577413750",null,null,"AKCENT",null,null,"",null,10,null,"https://www.ospel.pl/sites/all/pliki/import/image/podtynk/akcent/brazowy/lp-2as_24.jpg","https://www.ospel.pl/sites/all/pliki/import/image/rysunki/akcent/laczniki_6.jpg",null,"10AX/250~, IP-20 zaciski gwintowe","","",null,null,null,"BRĄZOWY",null,"0.056 kg","82 mm","82 mm","23 mm",null,null,"2025-05-08",null,"https://www.ospel.pl/sites/all/pliki/import/image/schematy/lacznik_swiecznikowy_podswietlenie.jpg","https://www.ospel.pl/sites/all/pliki/import/image/podtynk/akcent/brazowy/lp-2as_24.jpg","27.33.11.0","8536 50 07"]
[null,null,null,null,null,null,null,null,null,114,"ŁP-3A/00","Łącznik schodowy",17.100000000000001,1,"szt","PLN","23%","",10,null,null,null,null,"5907577410711",null,null,"AKCENT",null,null,"",null,10,null,"https://www.ospel.pl/sites/all/pliki/import/image/podtynk/akcent/bialy/lp-3a_00.jpg","https://www.ospel.pl/sites/all/pliki/import/image/rysunki/akcent/laczniki.jpg",null,"10AX/250~, IP-20 zaciski gwintowe","","",null,null,null,"BIAŁY",null,"0.0545 kg","82 mm","82 mm","23 mm",null,null,"2025-05-08",null,"https://www.ospel.pl/sites/all/pliki/import/image/schematy/laczniki_schodowe_wspolpraca.jpg","https://www.ospel.pl/sites/all/pliki/import/image/podtynk/akcent/bialy/lp-3a_00.jpg","27.33.11.0","8536 50 07"]
[null,null,null,null,null,null,null,null,null,115,"ŁP-3A/01","Łącznik schodowy",17.100000000000001,1,"szt","PLN","23%","",10,null,null,null,null,"5907577413347",null,null,"AKCENT",null,null,"",null,10,null,"https://www.ospel.pl/sites/all/pliki/import/image/podtynk/akcent/bezowy/lp-3a_01.jpg","https://www.ospel.pl/sites/all/pliki/import/image/rysunki/akcent/laczniki.jpg",null,"10AX/250~, IP-20 zaciski gwintowe","","",null,null,null,"BEŻOWY",null,"0.0545 kg","82 mm","82 mm","23 mm",null,null,"2025-05-08",null,"https://www.ospel.pl/sites/all/pliki/import/image/schematy/laczniki_schodowe_wspolpraca.jpg","https://www.ospel.pl/sites/all/pliki/import/image/podtynk/akcent/bezowy/lp-3a_01.jpg","27.33.11.0","8536 50 07"]
[null,null,null,null,null,null,null,null,null,116,"ŁP-3A/24","Łącznik schodowy",17.100000000000001,1,"szt","PLN","23%","",10,null,null,null,null,"5907577413705",null,null,"AKCENT",null,null,"",null,10,null,"https://www.ospel.pl/sites/all/pliki/import/image/podtynk/akcent/brazowy/lp-1a_24.jpg","https://www.ospel.pl/sites/all/pliki/import/image/rysunki/akcent/laczniki.jpg",null,"10AX/250~, IP-20 zaciski gwintowe","","",null,null,null,"BRĄZOWY",null,"0.0545 kg","82 mm","82 mm","23 mm",null,null,"2025-05-08",null,"https://www.ospel.pl/sites/all/pliki/import/image/schematy/laczniki_schodowe_wspolpraca.jpg","https://www.ospel.pl/sites/all/pliki/import/image/podtynk/akcent/brazowy/lp-1a_24.jpg","27.33.11.0","8536 50 07"]
[null,null,null,null,null,null,null,null,null,117,"ŁP-3AS/00","Łącznik schodowy z podświetleniem pomarańczowym",23.1,1,"szt","PLN","23%","",10,null,null,null,null,"5907577410773",null,null,"AKCENT",null,null,"",null,10,null,"https://www.ospel.pl/sites/all/pliki/import/image/podtynk/akcent/bialy/lp-3as_00.jpg","https://www.ospel.pl/sites/all/pliki/import/image/rysunki/akcent/laczniki.jpg",null,"10AX/250~, IP-20 zaciski gwintowe","","",null,null,null,"BIAŁY",null,"0.055 kg","82 mm","82 mm","23 mm",null,null,"2025-05-08",null,"https://www.ospel.pl/sites/all/pliki/import/image/schematy/laczniki_schodowe_wspolpraca.jpg","https://www.ospel.pl/sites/all/pliki/import/image/podtynk/akcent/bialy/lp-3as_00.jpg","27.33.11.0","8536 50 07"]
[null,null,null,null,null,null,null,null,null,118,"ŁP-3AS/01","Łącznik schodowy z podświetleniem pomarańczowym",23.1,1,"szt","PLN","23%","",10,null,null,null,null,"5907577413408",null,null,"AKCENT",null,null,"",null,10,null,"https://www.ospel.pl/sites/all/pliki/import/image/podtynk/akcent/bezowy/lp-3as_01.jpg","https://www.ospel.pl/sites/all/pliki/import/image/rysunki/akcent/laczniki.jpg",null,"10AX/250~, IP-20 zaciski gwintowe","","",null,null,null,"BEŻOWY",null,"0.055 kg","82 mm","82 mm","23 mm",null,null,"2025-05-08",null,"https://www.ospel.pl/sites/all/pliki/import/image/schematy/laczniki_schodowe_wspolpraca.jpg","https://www.ospel.pl/sites/all/pliki/import/image/podtynk/akcent/bezowy/lp-3as_01.jpg","27.33.11.0","8536 50 07"]
[null,null,null,null,null,null,null,null,null,119,"ŁP-3AS/24","Łącznik schodowy z podświetleniem pomarańczowym",23.1,1,"szt","PLN","23%","",10,null,null,null,null,"5907577413767",null,null,"AKCENT",null,null,"",null,10,null,"https://www.ospel.pl/sites/all/pliki/import/image/podtynk/akcent/brazowy/lp-1as_24.jpg","https://www.ospel.pl/sites/all/pliki/import/image/rysunki/akcent/laczniki.jpg",null,"10AX/250~, IP-20 zaciski gwintowe","","",null,null,null,"BRĄZOWY",null,"0.055 kg","82 mm","82 mm","23 mm",null,null,"2025-05-08",null,"https://www.ospel.pl/sites/all/pliki/import/image/schematy/laczniki_schodowe_wspolpraca.jpg","https://www.ospel.pl/sites/all/pliki/import/image/podtynk/akcent/brazowy/lp-1as_24.jpg","27.33.11.0","8536 50 07"]
[null,null,null,null,null,null,null,null,null,120,"ŁP-4A/00","Łącznik krzyżowy",24.9,1,"szt","PLN","23%","",10,null,null,null,null,"5907577410728",null,null,"AKCENT",null,null,"",null,10,null,"https://www.ospel.pl/sites/all/pliki/import/image/podtynk/akcent/bialy/lp-4a_00.jpg","https://www.ospel.pl/sites/all/pliki/import/image/rysunki/akcent/laczniki.jpg",null,"10AX/250~, IP-20 zaciski gwintowe","","",null,null,null,"BIAŁY",null,"0.0585 kg","82 mm","82 mm","23 mm",null,null,"2025-05-08",null,"https://www.ospel.pl/sites/all/pliki/import/image/schematy/lacznik_krzyzowy_wspolpraca.jpg","https://www.ospel.pl/sites/all/pliki/import/image/podtynk/akcent/bialy/lp-4a_00.jpg","27.33.11.0","8536 50 07"]
[null,null,null,null,null,null,null,null,null,121,"ŁP-4A/01","Łącznik krzyżowy",24.9,1,"szt","PLN","23%","",10,null,null,null,null,"5907577413354",null,null,"AKCENT",null,null,"",null,10,null,"https://www.ospel.pl/sites/all/pliki/import/image/podtynk/akcent/bezowy/lp-4a_01.jpg","https://www.ospel.pl/sites/all/pliki/import/image/rysunki/akcent/laczniki.jpg",null,"10AX/250~, IP-20 zaciski gwintowe","","",null,null,null,"BEŻOWY",null,"0.0585 kg","82 mm","82 mm","23 mm",null,null,"2025-05-08",null,"https://www.ospel.pl/sites/all/pliki/import/image/schematy/lacznik_krzyzowy_wspolpraca.jpg","https://www.ospel.pl/sites/all/pliki/import/image/podtynk/akcent/bezowy/lp-4a_01.jpg","27.33.11.0","8536 50 07"]
[null,null,null,null,null,null,null,null,null,122,"ŁP-4A/24","Łącznik krzyżowy",24.9,1,"szt","PLN","23%","",10,null,null,null,null,"5907577413712",null,null,"AKCENT",null,null,"",null,10,null,"https://www.ospel.pl/sites/all/pliki/import/image/podtynk/akcent/brazowy/lp-1a_24.jpg","https://www.ospel.pl/sites/all/pliki/import/image/rysunki/akcent/laczniki.jpg",null,"10AX/250~, IP-20 zaciski gwintowe","","",null,null,null,"BRĄZOWY",null,"0.0585 kg","82 mm","82 mm","23 mm",null,null,"2025-05-08",null,"https://www.ospel.pl/sites/all/pliki/import/image/schematy/lacznik_krzyzowy_wspolpraca.jpg","https://www.ospel.pl/sites/all/pliki/import/image/podtynk/akcent/brazowy/lp-1a_24.jpg","27.33.11.0","8536 50 07"]
[null,null,null,null,null,null,null,null,null,123,"ŁP-4AS/00","Łącznik krzyżowy z podświetleniem pomarańczowym",30.1,1,"szt","PLN","23%","",10,null,null,null,null,"5907577410780",null,null,"AKCENT",null,null,"",null,10,null,"https://www.ospel.pl/sites/all/pliki/import/image/podtynk/akcent/bialy/lp-4as_00.jpg","https://www.ospel.pl/sites/all/pliki/import/image/rysunki/akcent/laczniki.jpg",null,"10AX/250~, IP-20 zaciski gwintowe","","",null,null,null,"BIAŁY",null,"0.0595 kg","82 mm","82 mm","23 mm",null,null,"2025-05-08",null,"https://www.ospel.pl/sites/all/pliki/import/image/schematy/lacznik_krzyzowy_wspolpraca.jpg","https://www.ospel.pl/sites/all/pliki/import/image/podtynk/akcent/bialy/lp-4as_00.jpg","27.33.11.0","8536 50 07"]
[null,null,null,null,null,null,null,null,null,124,"ŁP-4AS/01","Łącznik krzyżowy z podświetleniem pomarańczowym",30.1,1,"szt","PLN","23%","",10,null,null,null,null,"5907577413415",null,null,"AKCENT",null,null,"",null,10,null,"https://www.ospel.pl/sites/all/pliki/import/image/podtynk/akcent/bezowy/lp-4as_01.jpg","https://www.ospel.pl/sites/all/pliki/import/image/rysunki/akcent/laczniki.jpg",null,"10AX/250~, IP-20 zaciski gwintowe","","",null,null,null,"BEŻOWY",null,"0.0595 kg","82 mm","82 mm","23 mm",null,null,"2025-05-08",null,"https://www.ospel.pl/sites/all/pliki/import/image/schematy/lacznik_krzyzowy_wspolpraca.jpg","https://www.ospel.pl/sites/all/pliki/import/image/podtynk/akcent/bezowy/lp-4as_01.jpg","27.33.11.0","8536 50 07"]
[null,null,null,null,null,null,null,null,null,125,"ŁP-4AS/24","Łącznik krzyżowy z podświetleniem pomarańczowym",30.1,1,"szt","PLN","23%","",10,null,null,null,null,"5907577413774",null,null,"AKCENT",null,null,"",null,10,null,"https://www.ospel.pl/sites/all/pliki/import/image/podtynk/akcent/brazowy/lp-1as_24.jpg","https://www.ospel.pl/sites/all/pliki/import/image/rysunki/akcent/laczniki.jpg",null,"10AX/250~, IP-20 zaciski gwintowe","","",null,null,null,"BRĄZOWY",null,"0.0595 kg","82 mm","82 mm","23 mm",null,null,"2025-05-08",null,"https://www.ospel.pl/sites/all/pliki/import/image/schematy/lacznik_krzyzowy_wspolpraca.jpg","https://www.ospel.pl/sites/all/pliki/import/image/podtynk/akcent/brazowy/lp-1as_24.jpg","27.33.11.0","8536 50 07"]
[null,null,null,null,null,null,null,null,null,126,"ŁP-5A/00","Łącznik zwierny \"światło\"",16.8,1,"szt","PLN","23%","",10,null,null,null,null,"5907577410735",null,null,"AKCENT",null,null,"",null,10,null,"https://www.ospel.pl/sites/all/pliki/import/image/podtynk/akcent/bialy/lp-5a_00.jpg","https://www.ospel.pl/sites/all/pliki/import/image/rysunki/akcent/laczniki.jpg",null,"10AX/250~, IP-20 zaciski gwintowe","","",null,null,null,"BIAŁY",null,"0.0525 kg","82 mm","82 mm","23 mm",null,null,"2025-05-08",null,"https://www.ospel.pl/sites/all/pliki/import/image/schematy/lacznik_zwierny_swiatlo.jpg","https://www.ospel.pl/sites/all/pliki/import/image/podtynk/akcent/bialy/lp-5a_00.jpg","27.33.11.0","8536 50 07"]
[null,null,null,null,null,null,null,null,null,127,"ŁP-5A/01","Łącznik zwierny \"światło\"",16.8,1,"szt","PLN","23%","",10,null,null,null,null,"5907577413361",null,null,"AKCENT",null,null,"",null,10,null,"https://www.ospel.pl/sites/all/pliki/import/image/podtynk/akcent/bezowy/lp-5a_01.jpg","https://www.ospel.pl/sites/all/pliki/import/image/rysunki/akcent/laczniki.jpg",null,"10AX/250~, IP-20 zaciski gwintowe","","",null,null,null,"BEŻOWY",null,"0.0525 kg","82 mm","82 mm","23 mm",null,null,"2025-05-08",null,"https://www.ospel.pl/sites/all/pliki/import/image/schematy/lacznik_zwierny_swiatlo.jpg","https://www.ospel.pl/sites/all/pliki/import/image/podtynk/akcent/bezowy/lp-5a_01.jpg","27.33.11.0","8536 50 07"]
[null,null,null,null,null,null,null,null,null,128,"ŁP-5A/24","Łącznik zwierny \"światło\"",16.8,1,"szt","PLN","23%","",10,null,null,null,null,"5907577413729",null,null,"AKCENT",null,null,"",null,10,null,"https://www.ospel.pl/sites/all/pliki/import/image/podtynk/akcent/brazowy/lp-1a_24.jpg","https://www.ospel.pl/sites/all/pliki/import/image/rysunki/akcent/laczniki.jpg",null,"10AX/250~, IP-20 zaciski gwintowe","","",null,null,null,"BRĄZOWY",null,"0.0525 kg","82 mm","82 mm","23 mm",null,null,"2025-05-08",null,"https://www.ospel.pl/sites/all/pliki/import/image/schematy/lacznik_zwierny_swiatlo.jpg","https://www.ospel.pl/sites/all/pliki/import/image/podtynk/akcent/brazowy/lp-1a_24.jpg","27.33.11.0","8536 50 07"]
[null,null,null,null,null,null,null,null,null,129,"ŁP-5AS/00","Łącznik zwierny \"światło\" z podświetleniem pomarańczowym",23.2,1,"szt","PLN","23%","",10,null,null,null,null,"5907577410797",null,null,"AKCENT",null,null,"",null,10,null,"https://www.ospel.pl/sites/all/pliki/import/image/podtynk/akcent/bialy/lp-5as_00.jpg","https://www.ospel.pl/sites/all/pliki/import/image/rysunki/akcent/laczniki.jpg",null,"10AX/250~, IP-20 zaciski gwintowe","","",null,null,null,"BIAŁY",null,"0.0535 kg","82 mm","82 mm","23 mm",null,null,"2025-05-08",null,"https://www.ospel.pl/sites/all/pliki/import/image/schematy/lacznik_zwierny_swiatlo_podswietlenie.jpg","https://www.ospel.pl/sites/all/pliki/import/image/podtynk/akcent/bialy/lp-5as_00.jpg","27.33.11.0","8536 50 07"]
[null,null,null,null,null,null,null,null,null,130,"ŁP-5AS/01","Łącznik zwierny \"światło\" z podświetleniem pomarańczowym",23.2,1,"szt","PLN","23%","",10,null,null,null,null,"5907577413422",null,null,"AKCENT",null,null,"",null,10,null,"https://www.ospel.pl/sites/all/pliki/import/image/podtynk/akcent/bezowy/lp-5as_01.jpg","https://www.ospel.pl/sites/all/pliki/import/image/rysunki/akcent/laczniki.jpg",null,"10AX/250~, IP-20 zaciski gwintowe","","",null,null,null,"BEŻOWY",null,"0.0535 kg","82 mm","82 mm","23 mm",null,null,"2025-05-08",null,"https://www.ospel.pl/sites/all/pliki/import/image/schematy/lacznik_zwierny_swiatlo_podswietlenie.jpg","https://www.ospel.pl/sites/all/pliki/import/image/podtynk/akcent/bezowy/lp-5as_01.jpg","27.33.11.0","8536 50 07"]
[null,null,null,null,null,null,null,null,null,131,"ŁP-5AS/24","Łącznik zwierny \"światło\" z podświetleniem pomarańczowym",23.2,1,"szt","PLN","23%","",10,null,null,null,null,"5907577413781",null,null,"AKCENT",null,null,"",null,10,null,"https://www.ospel.pl/sites/all/pliki/import/image/podtynk/akcent/brazowy/lp-1as_24.jpg","https://www.ospel.pl/sites/all/pliki/import/image/rysunki/akcent/laczniki.jpg",null,"10AX/250~, IP-20 zaciski gwintowe","","",null,null,null,"BRĄZOWY",null,"0.0535 kg","82 mm","82 mm","23 mm",null,null,"2025-05-08",null,"https://www.ospel.pl/sites/all/pliki/import/image/schematy/lacznik_zwierny_swiatlo_podswietlenie.jpg","https://www.ospel.pl/sites/all/pliki/import/image/podtynk/akcent/brazowy/lp-1as_24.jpg","27.33.11.0","8536 50 07"]
[null,null,null,null,null,null,null,null,null,132,"ŁP-6A/00","Łącznik zwierny \"dzwonek\"",16.8,1,"szt","PLN","23%","",10,null,null,null,null,"5907577410742",null,null,"AKCENT",null,null,"",null,10,null,"https://www.ospel.pl/sites/all/pliki/import/image/podtynk/akcent/bialy/lp-6a_00.jpg","https://www.ospel.pl/sites/all/pliki/import/image/rysunki/akcent/laczniki.jpg",null,"10AX/250~, IP-20 zaciski gwintowe","","",null,null,null,"BIAŁY",null,"0.0525 kg","82 mm","82 mm","23 mm",null,null,"2025-05-08",null,"https://www.ospel.pl/sites/all/pliki/import/image/schematy/lacznik_zwierny_dzwonek.jpg","https://www.ospel.pl/sites/all/pliki/import/image/podtynk/akcent/bialy/lp-6a_00.jpg","27.33.11.0","8536 50 07"]
[null,null,null,null,null,null,null,null,null,133,"ŁP-6A/01","Łącznik zwierny \"dzwonek\"",16.8,1,"szt","PLN","23%","",10,null,null,null,null,"5907577413378",null,null,"AKCENT",null,null,"",null,10,null,"https://www.ospel.pl/sites/all/pliki/import/image/podtynk/akcent/bezowy/lp-6a_01.jpg","https://www.ospel.pl/sites/all/pliki/import/image/rysunki/akcent/laczniki.jpg",null,"10AX/250~, IP-20 zaciski gwintowe","","",null,null,null,"BEŻOWY",null,"0.0525 kg","82 mm","82 mm","23 mm",null,null,"2025-05-08",null,"https://www.ospel.pl/sites/all/pliki/import/image/schematy/lacznik_zwierny_dzwonek.jpg","https://www.ospel.pl/sites/all/pliki/import/image/podtynk/akcent/bezowy/lp-6a_01.jpg","27.33.11.0","8536 50 07"]
[null,null,null,null,null,null,null,null,null,134,"ŁP-6A/24","Łącznik zwierny \"dzwonek\"",16.8,1,"szt","PLN","23%","",10,null,null,null,null,"5907577413736",null,null,"AKCENT",null,null,"",null,10,null,"https://www.ospel.pl/sites/all/pliki/import/image/podtynk/akcent/brazowy/lp-1a_24.jpg","https://www.ospel.pl/sites/all/pliki/import/image/rysunki/akcent/laczniki.jpg",null,"10AX/250~, IP-20 zaciski gwintowe","","",null,null,null,"BRĄZOWY",null,"0.0525 kg","82 mm","82 mm","23 mm",null,null,"2025-05-08",null,"https://www.ospel.pl/sites/all/pliki/import/image/schematy/lacznik_zwierny_dzwonek.jpg","https://www.ospel.pl/sites/all/pliki/import/image/podtynk/akcent/brazowy/lp-1a_24.jpg","27.33.11.0","8536 50 07"]
[null,null,null,null,null,null,null,null,null,135,"ŁP-6AS/00","Łącznik zwierny \"dzwonek\" z podświetleniem pomarańczowym",23.2,1,"szt","PLN","23%","",10,null,null,null,null,"5907577410803",null,null,"AKCENT",null,null,"",null,10,null,"https://www.ospel.pl/sites/all/pliki/import/image/podtynk/akcent/bialy/lp-6as_00.jpg","https://www.ospel.pl/sites/all/pliki/import/image/rysunki/akcent/laczniki.jpg",null,"10AX/250~, IP-20 zaciski gwintowe","","",null,null,null,"BIAŁY",null,"0.0535 kg","82 mm","82 mm","23 mm",null,null,"2025-05-08",null,"https://www.ospel.pl/sites/all/pliki/import/image/schematy/lacznik_zwierny_dzwonek_podswietlenie.jpg","https://www.ospel.pl/sites/all/pliki/import/image/podtynk/akcent/bialy/lp-6as_00.jpg","27.33.11.0","8536 50 07"]
[null,null,null,null,null,null,null,null,null,136,"ŁP-6AS/01","Łącznik zwierny \"dzwonek\" z podświetleniem pomarańczowym",23.2,1,"szt","PLN","23%","",10,null,null,null,null,"5907577413439",null,null,"AKCENT",null,null,"",null,10,null,"https://www.ospel.pl/sites/all/pliki/import/image/podtynk/akcent/bezowy/lp-6as_01.jpg","https://www.ospel.pl/sites/all/pliki/import/image/rysunki/akcent/laczniki.jpg",null,"10AX/250~, IP-20 zaciski gwintowe","","",null,null,null,"BEŻOWY",null,"0.0535 kg","82 mm","82 mm","23 mm",null,null,"2025-05-08",null,"https://www.ospel.pl/sites/all/pliki/import/image/schematy/lacznik_zwierny_dzwonek_podswietlenie.jpg","https://www.ospel.pl/sites/all/pliki/import/image/podtynk/akcent/bezowy/lp-6as_01.jpg","27.33.11.0","8536 50 07"]
[null,null,null,null,null,null,null,null,null,137,"ŁP-6AS/24","Łącznik zwierny \"dzwonek\" z podświetleniem pomarańczowym",23.2,1,"szt","PLN","23%","",10,null,null,null,null,"5907577413798",null,null,"AKCENT",null,null,"",null,10,null,"https://www.ospel.pl/sites/all/pliki/import/image/podtynk/akcent/brazowy/lp-1as_24.jpg","https://www.ospel.pl/sites/all/pliki/import/image/rysunki/akcent/laczniki.jpg",null,"10AX/250~, IP-20 zaciski gwintowe","","",null,null,null,"BRĄZOWY",null,"0.0535 kg","82 mm","82 mm","23 mm",null,null,"2025-05-08",null,"https://www.ospel.pl/sites/all/pliki/import/image/schematy/lacznik_zwierny_dzwonek_podswietlenie.jpg","https://www.ospel.pl/sites/all/pliki/import/image/podtynk/akcent/brazowy/lp-1as_24.jpg","27.33.11.0","8536 50 07"]
[null,null,null,null,null,null,null,null,null,138,"ŁP-7A/00","Łącznik żaluzjowy, zwierny",24.9,1,"szt","PLN","23%","",10,null,null,null,null,"5907577426675",null,null,"AKCENT",null,null,"",null,10,null,"https://www.ospel.pl/sites/all/pliki/import/image/podtynk/akcent/bialy/lp-7a_00.jpg","https://www.ospel.pl/sites/all/pliki/import/image/rysunki/akcent/laczniki_6.jpg",null,"10AX/250~, IP-20 zaciski gwintowe","","",null,null,null,"BIAŁY",null,"0.0575 kg","82 mm","82 mm","23 mm",null,null,"2025-05-08",null,"","https://www.ospel.pl/sites/all/pliki/import/image/podtynk/akcent/bialy/lp-7a_00.jpg","27.33.11.0","8536 50 07"]
[null,null,null,null,null,null,null,null,null,139,"ŁP-7A/01","Łącznik żaluzjowy, zwierny",24.9,1,"szt","PLN","23%","",10,null,null,null,null,"5907577430054",null,null,"AKCENT",null,null,"",null,10,null,"https://www.ospel.pl/sites/all/pliki/import/image/podtynk/akcent/bezowy/lp-7a_01.jpg","https://www.ospel.pl/sites/all/pliki/import/image/rysunki/akcent/laczniki_6.jpg",null,"10AX/250~, IP-20 zaciski gwintowe","","",null,null,null,"BEŻOWY",null,"0.0575 kg","82 mm","82 mm","23 mm",null,null,"2025-05-08",null,"","https://www.ospel.pl/sites/all/pliki/import/image/podtynk/akcent/bezowy/lp-7a_01.jpg","27.33.11.0","8536 50 07"]
[null,null,null,null,null,null,null,null,null,140,"ŁP-7A/24","Łącznik żaluzjowy, zwierny",24.9,1,"szt","PLN","23%","",10,null,null,null,null,"5907577432744",null,null,"AKCENT",null,null,"",null,10,null,"https://www.ospel.pl/sites/all/pliki/import/image/podtynk/akcent/brazowy/lp-7a_24.jpg","https://www.ospel.pl/sites/all/pliki/import/image/rysunki/akcent/laczniki_6.jpg",null,"10AX/250~, IP-20 zaciski gwintowe","","",null,null,null,"BRĄZOWY",null,"0.0575 kg","82 mm","82 mm","23 mm",null,null,"2025-05-08",null,"","https://www.ospel.pl/sites/all/pliki/import/image/podtynk/akcent/brazowy/lp-7a_24.jpg","27.33.11.0","8536 50 07"]
[null,null,null,null,null,null,null,null,null,141,"ŁP-7AS/00","Łącznik żaluzjowy, zwierny, z podświetleniem pomarańczowym",29.4,1,"szt","PLN","23%","",10,null,null,null,null,"5907577426682",null,null,"AKCENT",null,null,"",null,10,null,"https://www.ospel.pl/sites/all/pliki/import/image/podtynk/akcent/bialy/lp-7as_00.jpg","https://www.ospel.pl/sites/all/pliki/import/image/rysunki/akcent/laczniki_6.jpg",null,"10AX/250~, IP-20 zaciski gwintowe","","",null,null,null,"BIAŁY",null,"0.0585 kg","82 mm","82 mm","23 mm",null,null,"2025-05-08",null,"https://www.ospel.pl/sites/all/pliki/import/image/schematy/lacznik_zaluzjowy_podswietlenie.jpg","https://www.ospel.pl/sites/all/pliki/import/image/podtynk/akcent/bialy/lp-7as_00.jpg","27.33.11.0","8536 50 07"]
[null,null,null,null,null,null,null,null,null,142,"ŁP-7AS/01","Łącznik żaluzjowy, zwierny, z podświetleniem pomarańczowym",29.4,1,"szt","PLN","23%","",10,null,null,null,null,"5907577430061",null,null,"AKCENT",null,null,"",null,10,null,"https://www.ospel.pl/sites/all/pliki/import/image/podtynk/akcent/bezowy/lp-7as_01.jpg","https://www.ospel.pl/sites/all/pliki/import/image/rysunki/akcent/laczniki_6.jpg",null,"10AX/250~, IP-20 zaciski gwintowe","","",null,null,null,"BEŻOWY",null,"0.0585 kg","82 mm","82 mm","23 mm",null,null,"2025-05-08",null,"https://www.ospel.pl/sites/all/pliki/import/image/schematy/lacznik_zaluzjowy_podswietlenie.jpg","https://www.ospel.pl/sites/all/pliki/import/image/podtynk/akcent/bezowy/lp-7as_01.jpg","27.33.11.0","8536 50 07"]
[null,null,null,null,null,null,null,null,null,143,"ŁP-7AS/24","Łącznik żaluzjowy, zwierny, z podświetleniem pomarańczowym",29.4,1,"szt","PLN","23%","",10,null,null,null,null,"5907577432737",null,null,"AKCENT",null,null,"",null,10,null,"https://www.ospel.pl/sites/all/pliki/import/image/podtynk/akcent/brazowy/lp-7as_24.jpg","https://www.ospel.pl/sites/all/pliki/import/image/rysunki/akcent/laczniki_6.jpg",null,"10AX/250~, IP-20 zaciski gwintowe","","",null,null,null,"BRĄZOWY",null,"0.0585 kg","82 mm","82 mm","23 mm",null,null,"2025-05-08",null,"https://www.ospel.pl/sites/all/pliki/import/image/schematy/lacznik_zaluzjowy_podswietlenie.jpg","https://www.ospel.pl/sites/all/pliki/import/image/podtynk/akcent/brazowy/lp-7as_24.jpg","27.33.11.0","8536 50 07"]
[null,null,null,null,null,null,null,null,null,144,"ŁP-9A/00","Łącznik schodowy + jednobiegunowy",26.6,1,"szt","PLN","23%","",10,null,null,null,null,"5907577426347",null,null,"AKCENT",null,null,"",null,10,null,"https://www.ospel.pl/sites/all/pliki/import/image/podtynk/akcent/bialy/lp-2a_00.jpg","https://www.ospel.pl/sites/all/pliki/import/image/rysunki/akcent/laczniki_6.jpg",null,"10AX/250~, IP-20 zaciski gwintowe","","",null,null,null,"BIAŁY",null,"0.07 kg","82 mm","82 mm","23 mm",null,null,"2025-05-08",null,"https://www.ospel.pl/sites/all/pliki/import/image/schematy/lacznik_zintegrowany_lacznik_schodowy_wspolpraca.jpg","https://www.ospel.pl/sites/all/pliki/import/image/podtynk/akcent/bialy/lp-2a_00.jpg","27.33.11.0","8536 50 07"]
[null,null,null,null,null,null,null,null,null,145,"ŁP-9A/01","Łącznik schodowy + jednobiegunowy",26.6,1,"szt","PLN","23%","",10,null,null,null,null,"5907577426361",null,null,"AKCENT",null,null,"",null,10,null,"https://www.ospel.pl/sites/all/pliki/import/image/podtynk/akcent/bezowy/lp-2a_01.jpg","https://www.ospel.pl/sites/all/pliki/import/image/rysunki/akcent/laczniki_6.jpg",null,"10AX/250~, IP-20 zaciski gwintowe","","",null,null,null,"BEŻOWY",null,"0.07 kg","82 mm","82 mm","23 mm",null,null,"2025-05-08",null,"https://www.ospel.pl/sites/all/pliki/import/image/schematy/lacznik_zintegrowany_lacznik_schodowy_wspolpraca.jpg","https://www.ospel.pl/sites/all/pliki/import/image/podtynk/akcent/bezowy/lp-2a_01.jpg","27.33.11.0","8536 50 07"]
[null,null,null,null,null,null,null,null,null,146,"ŁP-9A/24","Łącznik schodowy + jednobiegunowy",26.6,1,"szt","PLN","23%","",10,null,null,null,null,"5907577426354",null,null,"AKCENT",null,null,"",null,10,null,"https://www.ospel.pl/sites/all/pliki/import/image/podtynk/akcent/brazowy/lp-2a_24.jpg","https://www.ospel.pl/sites/all/pliki/import/image/rysunki/akcent/laczniki_6.jpg",null,"10AX/250~, IP-20 zaciski gwintowe","","",null,null,null,"BRĄZOWY",null,"0.07 kg","82 mm","82 mm","23 mm",null,null,"2025-05-08",null,"https://www.ospel.pl/sites/all/pliki/import/image/schematy/lacznik_zintegrowany_lacznik_schodowy_wspolpraca.jpg","https://www.ospel.pl/sites/all/pliki/import/image/podtynk/akcent/brazowy/lp-2a_24.jpg","27.33.11.0","8536 50 07"]
[null,null,null,null,null,null,null,null,null,147,"ŁP-9AS/00","Łącznik schodowy + jednobiegunowy z podświetleniem pomarańczowym",32.5,1,"szt","PLN","23%","",10,null,null,null,null,"5907577426385",null,null,"AKCENT",null,null,"",null,10,null,"https://www.ospel.pl/sites/all/pliki/import/image/podtynk/akcent/bialy/lp-9as_00.jpg","https://www.ospel.pl/sites/all/pliki/import/image/rysunki/akcent/laczniki_6.jpg",null,"10AX/250~, IP-20 zaciski gwintowe","","",null,null,null,"BIAŁY",null,"0.071 kg","82 mm","82 mm","23 mm",null,null,"2025-05-08",null,"https://www.ospel.pl/sites/all/pliki/import/image/schematy/laczniki_zintegrowane_podwojny_pojedynczy.jpg","https://www.ospel.pl/sites/all/pliki/import/image/podtynk/akcent/bialy/lp-9as_00.jpg","27.33.11.0","8536 50 07"]
[null,null,null,null,null,null,null,null,null,148,"ŁP-9AS/01","Łącznik schodowy + jednobiegunowy z podświetleniem pomarańczowym",32.5,1,"szt","PLN","23%","",10,null,null,null,null,"5907577426408",null,null,"AKCENT",null,null,"",null,10,null,"https://www.ospel.pl/sites/all/pliki/import/image/podtynk/akcent/bezowy/lp-2a_01.jpg","https://www.ospel.pl/sites/all/pliki/import/image/rysunki/akcent/laczniki_6.jpg",null,"10AX/250~, IP-20 zaciski gwintowe","","",null,null,null,"BEŻOWY",null,"0.071 kg","82 mm","82 mm","23 mm",null,null,"2025-05-08",null,"https://www.ospel.pl/sites/all/pliki/import/image/schematy/laczniki_zintegrowane_podwojny_pojedynczy.jpg","https://www.ospel.pl/sites/all/pliki/import/image/podtynk/akcent/bezowy/lp-2a_01.jpg","27.33.11.0","8536 50 07"]
[null,null,null,null,null,null,null,null,null,149,"ŁP-9AS/24","Łącznik schodowy + jednobiegunowy z podświetleniem pomarańczowym",32.5,1,"szt","PLN","23%","",10,null,null,null,null,"5907577426392",null,null,"AKCENT",null,null,"",null,10,null,"https://www.ospel.pl/sites/all/pliki/import/image/podtynk/akcent/brazowy/lp-2a_24.jpg","https://www.ospel.pl/sites/all/pliki/import/image/rysunki/akcent/laczniki_6.jpg",null,"10AX/250~, IP-20 zaciski gwintowe","","",null,null,null,"BRĄZOWY",null,"0.071 kg","82 mm","82 mm","23 mm",null,null,"2025-05-08",null,"https://www.ospel.pl/sites/all/pliki/import/image/schematy/laczniki_zintegrowane_podwojny_pojedynczy.jpg","https://www.ospel.pl/sites/all/pliki/import/image/podtynk/akcent/brazowy/lp-2a_24.jpg","27.33.11.0","8536 50 07"]
[null,null,null,null,null,null,null,null,null,150,"PNP-A/00","Puszka instalacyjna do łączników serii AKCENT",8,1,"szt","PLN","23%","",10,null,null,null,null,"5907577426538",null,null,"AKCENT",null,null,"",null,10,null,"https://www.ospel.pl/sites/all/pliki/import/image/podtynk/akcent/bialy/pnp-a_00.jpg","https://www.ospel.pl/sites/all/pliki/import/image/rysunki/akcent/puszki.pdf",null,"Wysokość 26,5mm","","",null,null,null,"BIAŁY",null,"0.0315 kg","82 mm","82 mm","",null,null,"2025-05-08",null,"","https://www.ospel.pl/sites/all/pliki/import/image/podtynk/akcent/bialy/pnp-a_00.jpg","27.33.13.0","8536 90 01"]
[null,null,null,null,null,null,null,null,null,151,"PNP-A/01","Puszka instalacyjna do łączników serii AKCENT",8,1,"szt","PLN","23%","",10,null,null,null,null,"5907577430603",null,null,"AKCENT",null,null,"",null,10,null,"https://www.ospel.pl/sites/all/pliki/import/image/podtynk/akcent/bezowy/pnp-a_01.jpg","https://www.ospel.pl/sites/all/pliki/import/image/rysunki/akcent/puszki.pdf",null,"Wysokość 26,5mm","","",null,null,null,"BEŻOWY",null,"0.0315 kg","82 mm","82 mm","",null,null,"2025-05-08",null,"","https://www.ospel.pl/sites/all/pliki/import/image/podtynk/akcent/bezowy/pnp-a_01.jpg","27.33.13.0","8536 90 01"]
[null,null,null,null,null,null,null,null,null,152,"PNP-A/24","Puszka instalacyjna do łączników serii AKCENT",8,1,"szt","PLN","23%","",10,null,null,null,null,"5907577427078",null,null,"AKCENT",null,null,"",null,10,null,"https://www.ospel.pl/sites/all/pliki/import/image/podtynk/akcent/brazowy/pnp-a_24.jpg","https://www.ospel.pl/sites/all/pliki/import/image/rysunki/akcent/puszki.pdf",null,"Wysokość 26,5mm","","",null,null,null,"BRĄZOWY",null,"0.0315 kg","82 mm","82 mm","",null,null,"2025-05-08",null,"","https://www.ospel.pl/sites/all/pliki/import/image/podtynk/akcent/brazowy/pnp-a_24.jpg","27.33.13.0","8536 90 01"]
[null,null,null,null,null,null,null,null,null,153,"PNP-AG/00","Puszka instalacyjna do gniazd serii AKCENT",8.5,1,"szt","PLN","23%","",10,null,null,null,null,"5907577426545",null,null,"AKCENT",null,null,"",null,10,null,"https://www.ospel.pl/sites/all/pliki/import/image/podtynk/akcent/bialy/pnp-ag_00.jpg","https://www.ospel.pl/sites/all/pliki/import/image/rysunki/akcent/puszki.pdf",null,"Wysokość 36,5mm","","",null,null,null,"BIAŁY",null,"0.0455 kg","82 mm","82 mm","",null,null,"2025-05-08",null,"","https://www.ospel.pl/sites/all/pliki/import/image/podtynk/akcent/bialy/pnp-ag_00.jpg","27.33.13.0","8536 90 01"]
[null,null,null,null,null,null,null,null,null,154,"PNP-AG/01","Puszka instalacyjna do gniazd serii AKCENT",8.5,1,"szt","PLN","23%","",10,null,null,null,null,"5907577430573",null,null,"AKCENT",null,null,"",null,10,null,"https://www.ospel.pl/sites/all/pliki/import/image/podtynk/akcent/bezowy/pnp-ag_01.jpg","https://www.ospel.pl/sites/all/pliki/import/image/rysunki/akcent/puszki.pdf",null,"Wysokość 36,5mm","","",null,null,null,"BEŻOWY",null,"0.0455 kg","82 mm","82 mm","",null,null,"2025-05-08",null,"","https://www.ospel.pl/sites/all/pliki/import/image/podtynk/akcent/bezowy/pnp-ag_01.jpg","27.33.13.0","8536 90 01"]
[null,null,null,null,null,null,null,null,null,155,"PNP-AG/24","Puszka instalacyjna do gniazd serii AKCENT",8.5,1,"szt","PLN","23%","",10,null,null,null,null,"5907577427085",null,null,"AKCENT",null,null,"",null,10,null,"https://www.ospel.pl/sites/all/pliki/import/image/podtynk/akcent/brazowy/pnp-ag_24.jpg","https://www.ospel.pl/sites/all/pliki/import/image/rysunki/akcent/puszki.pdf",null,"Wysokość 36,5mm","","",null,null,null,"BRĄZOWY",null,"0.0455 kg","82 mm","82 mm","",null,null,"2025-05-08",null,"","https://www.ospel.pl/sites/all/pliki/import/image/podtynk/akcent/brazowy/pnp-ag_24.jpg","27.33.13.0","8536 90 01"]
[null,null,null,null,null,null,null,null,null,156,"AP45-1U/m/00","Adapter podtynkowy systemu OSPEL 45 do serii Aria",12.5,1,"szt","PLN","23%","",10,null,null,null,null,"5907577482954",null,null,"ARIA",null,null,"",null,10,null,"https://www.ospel.pl/sites/all/pliki/import/image/podtynk/aria/bialy/ap45-1u_m_00.jpg","https://www.ospel.pl/sites/all/pliki/import/image/rysunki/aria/adapter.pdf",null,"","","",null,null,null,"BIAŁY",null,"","75 mm","75 mm","20 mm",null,null,"2025-05-08",null,"","https://www.ospel.pl/sites/all/pliki/import/image/podtynk/aria/bialy/ap45-1u_m_00.jpg","26.40.52.0","8536 90 01"]
[null,null,null,null,null,null,null,null,null,157,"AP45-1U/m/18","Adapter podtynkowy systemu OSPEL 45 do serii Aria",15.5,1,"szt","PLN","23%","",10,null,null,null,null,"5907577483906",null,null,"ARIA",null,null,"",null,10,null,"https://www.ospel.pl/sites/all/pliki/import/image/podtynk/aria/srebro/ap45-1u_m_18.jpg","https://www.ospel.pl/sites/all/pliki/import/image/rysunki/aria/adapter.pdf",null,"","","",null,null,null,"SREBRO",null,"","75 mm","75 mm","20 mm",null,null,"2025-05-08",null,"","https://www.ospel.pl/sites/all/pliki/import/image/podtynk/aria/srebro/ap45-1u_m_18.jpg","26.40.52.0","8536 90 01"]
[null,null,null,null,null,null,null,null,null,158,"AP45-1U/m/27","Adapter podtynkowy systemu OSPEL 45 do serii Aria",12.5,1,"szt","PLN","23%","",10,null,null,null,null,"5907577492656",null,null,"ARIA",null,null,"",null,10,null,"https://www.ospel.pl/sites/all/pliki/import/image/podtynk/aria/ecru/ap45-1u_m_27.jpg","https://www.ospel.pl/sites/all/pliki/import/image/rysunki/aria/adapter.pdf",null,"","","",null,null,null,"ECRU",null,"","75 mm","75 mm","20 mm",null,null,"2025-05-08",null,"","https://www.ospel.pl/sites/all/pliki/import/image/podtynk/aria/ecru/ap45-1u_m_27.jpg","26.40.52.0","8536 90 01"]
[null,null,null,null,null,null,null,null,null,159,"AP45-1U/m/33","Adapter podtynkowy systemu OSPEL 45 do serii Aria",15.5,1,"szt","PLN","23%","",10,null,null,null,null,"5907577484798",null,null,"ARIA",null,null,"",null,10,null,"https://www.ospel.pl/sites/all/pliki/import/image/podtynk/aria/czarny/ap45-1u_m_33.jpg","https://www.ospel.pl/sites/all/pliki/import/image/rysunki/aria/adapter.pdf",null,"","","",null,null,null,"CZARNY METALIK",null,"","75 mm","75 mm","20 mm",null,null,"2025-05-08",null,"","https://www.ospel.pl/sites/all/pliki/import/image/podtynk/aria/czarny/ap45-1u_m_33.jpg","26.40.52.0","8536 90 01"]
[null,null,null,null,null,null,null,null,null,160,"AP45-1U/m/70","Adapter podtynkowy systemu OSPEL 45 do serii Aria",15.5,1,"szt","PLN","23%","",10,null,null,null,null,"5907577485689",null,null,"ARIA",null,null,"",null,10,null,"https://www.ospel.pl/sites/all/pliki/import/image/podtynk/aria/szary_mat/ap45-1u_m_70.jpg","https://www.ospel.pl/sites/all/pliki/import/image/rysunki/aria/adapter.pdf",null,"","","",null,null,null,"SZARY MAT",null,"","75 mm","75 mm","20 mm",null,null,"2025-05-08",null,"","https://www.ospel.pl/sites/all/pliki/import/image/podtynk/aria/szary_mat/ap45-1u_m_70.jpg","26.40.52.0","8536 90 01"]
[null,null,null,null,null,null,null,null,null,161,"GG-1U/m/00","Gniazdo głośnikowe pojedyncze",31.6,1,"szt","PLN","23%","",10,null,null,null,null,"5907577482664",null,null,"ARIA",null,null,"",null,10,null,"https://www.ospel.pl/sites/all/pliki/import/image/podtynk/aria/bialy/gg-1u_m_00.jpg","https://www.ospel.pl/sites/all/pliki/import/image/rysunki/aria/gniazda_glosnikowe.pdf",null,"Przyłączalność przewodów 0,75mm2","","",null,null,null,"BIAŁY",null,"0.057 kg","71 mm","71 mm","22 mm",null,null,"2025-05-08",null,"","https://www.ospel.pl/sites/all/pliki/import/image/podtynk/aria/bialy/gg-1u_m_00.jpg","26.40.52.0","8517 18 00"]
[null,null,null,null,null,null,null,null,null,162,"GG-1U/m/18","Gniazdo głośnikowe pojedyncze",40,1,"szt","PLN","23%","",4,null,null,null,null,"5907577483623",null,null,"ARIA",null,null,"",null,4,null,"https://www.ospel.pl/sites/all/pliki/import/image/podtynk/aria/srebro/gg-1u_m_18.jpg","https://www.ospel.pl/sites/all/pliki/import/image/rysunki/aria/gniazda_glosnikowe.pdf",null,"Przyłączalność przewodów 0,75mm2","","",null,null,null,"SREBRO",null,"0.057 kg","71 mm","71 mm","22 mm",null,null,"2025-05-08",null,"","https://www.ospel.pl/sites/all/pliki/import/image/podtynk/aria/srebro/gg-1u_m_18.jpg","26.40.52.0","8517 18 00"]
[null,null,null,null,null,null,null,null,null,163,"GG-1U/m/27","Gniazdo głośnikowe pojedyncze",31.6,1,"szt","PLN","23%","",10,null,null,null,null,"5907577492373",null,null,"ARIA",null,null,"",null,10,null,"https://www.ospel.pl/sites/all/pliki/import/image/podtynk/aria/ecru/gg-1u_m_27.jpg","https://www.ospel.pl/sites/all/pliki/import/image/rysunki/aria/gniazda_glosnikowe.pdf",null,"Przyłączalność przewodów 0,75mm2","","",null,null,null,"ECRU",null,"0.057 kg","71 mm","71 mm","22 mm",null,null,"2025-05-08",null,"","https://www.ospel.pl/sites/all/pliki/import/image/podtynk/aria/ecru/gg-1u_m_27.jpg","26.40.52.0","8517 18 00"]
[null,null,null,null,null,null,null,null,null,164,"GG-1U/m/33","Gniazdo głośnikowe pojedyncze",40,1,"szt","PLN","23%","",4,null,null,null,null,"5907577484514",null,null,"ARIA",null,null,"",null,4,null,"https://www.ospel.pl/sites/all/pliki/import/image/podtynk/aria/czarny/gg-1u_m_33.jpg","https://www.ospel.pl/sites/all/pliki/import/image/rysunki/aria/gniazda_glosnikowe.pdf",null,"Przyłączalność przewodów 0,75mm2","","",null,null,null,"CZARNY METALIK",null,"0.057 kg","71 mm","71 mm","22 mm",null,null,"2025-05-08",null,"","https://www.ospel.pl/sites/all/pliki/import/image/podtynk/aria/czarny/gg-1u_m_33.jpg","26.40.52.0","8517 18 00"]
[null,null,null,null,null,null,null,null,null,165,"GG-1U/m/70","Gniazdo głośnikowe pojedyncze",40,1,"szt","PLN","23%","",4,null,null,null,null,"5907577485405",null,null,"ARIA",null,null,"",null,4,null,"https://www.ospel.pl/sites/all/pliki/import/image/podtynk/aria/szary_mat/gg-1u_m_70.jpg","https://www.ospel.pl/sites/all/pliki/import/image/rysunki/aria/gniazda_glosnikowe.pdf",null,"Przyłączalność przewodów 0,75mm2","","",null,null,null,"SZARY MAT",null,"0.057 kg","71 mm","71 mm","22 mm",null,null,"2025-05-08",null,"","https://www.ospel.pl/sites/all/pliki/import/image/podtynk/aria/szary_mat/gg-1u_m_70.jpg","26.40.52.0","8517 18 00"]
[null,null,null,null,null,null,null,null,null,166,"GG-2U/m/00","Gniazdo głośnikowe podwójne",42.5,1,"szt","PLN","23%","",10,null,null,null,null,"5907577482671",null,null,"ARIA",null,null,"",null,10,null,"https://www.ospel.pl/sites/all/pliki/import/image/podtynk/aria/bialy/gg-2u_m_00.jpg","https://www.ospel.pl/sites/all/pliki/import/image/rysunki/aria/gniazda_glosnikowe.pdf",null,"Przyłączalność przewodów 0,75mm2","","",null,null,null,"BIAŁY",null,"0.061 kg","71 mm","71 mm","22 mm",null,null,"2025-05-08",null,"","https://www.ospel.pl/sites/all/pliki/import/image/podtynk/aria/bialy/gg-2u_m_00.jpg","26.40.52.0","8517 18 00"]
[null,null,null,null,null,null,null,null,null,167,"GG-2U/m/18","Gniazdo głośnikowe podwójne",51.7,1,"szt","PLN","23%","",4,null,null,null,null,"5907577483630",null,null,"ARIA",null,null,"",null,4,null,"https://www.ospel.pl/sites/all/pliki/import/image/podtynk/aria/srebro/gg-2u_m_18.jpg","https://www.ospel.pl/sites/all/pliki/import/image/rysunki/aria/gniazda_glosnikowe.pdf",null,"Przyłączalność przewodów 0,75mm2","","",null,null,null,"SREBRO",null,"0.061 kg","71 mm","71 mm","22 mm",null,null,"2025-05-08",null,"","https://www.ospel.pl/sites/all/pliki/import/image/podtynk/aria/srebro/gg-2u_m_18.jpg","26.40.52.0","8517 18 00"]
[null,null,null,null,null,null,null,null,null,168,"GG-2U/m/27","Gniazdo głośnikowe podwójne",42.5,1,"szt","PLN","23%","",10,null,null,null,null,"5907577492380",null,null,"ARIA",null,null,"",null,10,null,"https://www.ospel.pl/sites/all/pliki/import/image/podtynk/aria/ecru/gg-2u_m_27.jpg","https://www.ospel.pl/sites/all/pliki/import/image/rysunki/aria/gniazda_glosnikowe.pdf",null,"Przyłączalność przewodów 0,75mm2","","",null,null,null,"ECRU",null,"0.061 kg","71 mm","71 mm","22 mm",null,null,"2025-05-08",null,"","https://www.ospel.pl/sites/all/pliki/import/image/podtynk/aria/ecru/gg-2u_m_27.jpg","26.40.52.0","8517 18 00"]
[null,null,null,null,null,null,null,null,null,169,"GG-2U/m/33","Gniazdo głośnikowe podwójne",51.7,1,"szt","PLN","23%","",4,null,null,null,null,"5907577484521",null,null,"ARIA",null,null,"",null,4,null,"https://www.ospel.pl/sites/all/pliki/import/image/podtynk/aria/czarny/gg-2u_m_33.jpg","https://www.ospel.pl/sites/all/pliki/import/image/rysunki/aria/gniazda_glosnikowe.pdf",null,"Przyłączalność przewodów 0,75mm2","","",null,null,null,"CZARNY METALIK",null,"0.061 kg","71 mm","71 mm","22 mm",null,null,"2025-05-08",null,"","https://www.ospel.pl/sites/all/pliki/import/image/podtynk/aria/czarny/gg-2u_m_33.jpg","26.40.52.0","8517 18 00"]
[null,null,null,null,null,null,null,null,null,170,"GG-2U/m/70","Gniazdo głośnikowe podwójne",51.7,1,"szt","PLN","23%","",4,null,null,null,null,"5907577485412",null,null,"ARIA",null,null,"",null,4,null,"https://www.ospel.pl/sites/all/pliki/import/image/podtynk/aria/szary_mat/gg-2u_m_70.jpg","https://www.ospel.pl/sites/all/pliki/import/image/rysunki/aria/gniazda_glosnikowe.pdf",null,"Przyłączalność przewodów 0,75mm2","","",null,null,null,"SZARY MAT",null,"0.061 kg","71 mm","71 mm","22 mm",null,null,"2025-05-08",null,"","https://www.ospel.pl/sites/all/pliki/import/image/podtynk/aria/szary_mat/gg-2u_m_70.jpg","26.40.52.0","8517 18 00"]
[null,null,null,null,null,null,null,null,null,171,"GGN-1U/m/00","Gniazdo głośnikowe pojedyncze",38.700000000000003,1,"szt","PLN","23%","",10,null,null,null,null,"5907577482688",null,null,"ARIA",null,null,"",null,10,null,"https://www.ospel.pl/sites/all/pliki/import/image/podtynk/aria/bialy/ggn-1u_m_00.jpg","https://www.ospel.pl/sites/all/pliki/import/image/rysunki/aria/gniazda_glosnikowe.pdf",null,"Przyłączalność przewodów 6mm2","","",null,null,null,"BIAŁY",null,"","71 mm","71 mm","22 mm",null,null,"2025-05-08",null,"","https://www.ospel.pl/sites/all/pliki/import/image/podtynk/aria/bialy/ggn-1u_m_00.jpg","26.40.52.0","8517 18 00"]
[null,null,null,null,null,null,null,null,null,172,"GGN-1U/m/18","Gniazdo głośnikowe pojedyncze",41.9,1,"szt","PLN","23%","",4,null,null,null,null,"5907577483647",null,null,"ARIA",null,null,"",null,4,null,"https://www.ospel.pl/sites/all/pliki/import/image/podtynk/aria/srebro/ggn-1u_m_18.jpg","https://www.ospel.pl/sites/all/pliki/import/image/rysunki/aria/gniazda_glosnikowe.pdf",null,"Przyłączalność przewodów 6mm2","","",null,null,null,"SREBRO",null,"","71 mm","71 mm","22 mm",null,null,"2025-05-08",null,"","https://www.ospel.pl/sites/all/pliki/import/image/podtynk/aria/srebro/ggn-1u_m_18.jpg","26.40.52.0","8517 18 00"]
[null,null,null,null,null,null,null,null,null,173,"GGN-1U/m/27","Gniazdo głośnikowe pojedyncze",38.700000000000003,1,"szt","PLN","23%","",10,null,null,null,null,"5907577492397",null,null,"ARIA",null,null,"",null,10,null,"https://www.ospel.pl/sites/all/pliki/import/image/podtynk/aria/ecru/ggn-1u_m_27.jpg","https://www.ospel.pl/sites/all/pliki/import/image/rysunki/aria/gniazda_glosnikowe.pdf",null,"Przyłączalność przewodów 6mm2","","",null,null,null,"ECRU",null,"","71 mm","71 mm","22 mm",null,null,"2025-05-08",null,"","https://www.ospel.pl/sites/all/pliki/import/image/podtynk/aria/ecru/ggn-1u_m_27.jpg","26.40.52.0","8517 18 00"]
[null,null,null,null,null,null,null,null,null,174,"GGN-1U/m/33","Gniazdo głośnikowe pojedyncze",41.9,1,"szt","PLN","23%","",4,null,null,null,null,"5907577484538",null,null,"ARIA",null,null,"",null,4,null,"https://www.ospel.pl/sites/all/pliki/import/image/podtynk/aria/czarny/ggn-1u_m_33.jpg","https://www.ospel.pl/sites/all/pliki/import/image/rysunki/aria/gniazda_glosnikowe.pdf",null,"Przyłączalność przewodów 6mm2","","",null,null,null,"CZARNY METALIK",null,"","71 mm","71 mm","22 mm",null,null,"2025-05-08",null,"","https://www.ospel.pl/sites/all/pliki/import/image/podtynk/aria/czarny/ggn-1u_m_33.jpg","26.40.52.0","8517 18 00"]
[null,null,null,null,null,null,null,null,null,175,"GGN-1U/m/70","Gniazdo głośnikowe pojedyncze",41.9,1,"szt","PLN","23%","",4,null,null,null,null,"5907577485429",null,null,"ARIA",null,null,"",null,4,null,"https://www.ospel.pl/sites/all/pliki/import/image/podtynk/aria/szary_mat/ggn-1u_m_70.jpg","https://www.ospel.pl/sites/all/pliki/import/image/rysunki/aria/gniazda_glosnikowe.pdf",null,"Przyłączalność przewodów 6mm2","","",null,null,null,"SZARY MAT",null,"","71 mm","71 mm","22 mm",null,null,"2025-05-08",null,"","https://www.ospel.pl/sites/all/pliki/import/image/podtynk/aria/szary_mat/ggn-1u_m_70.jpg","26.40.52.0","8517 18 00"]
[null,null,null,null,null,null,null,null,null,176,"GP-1U/m/00","Gniazdo pojedyncze",14.2,1,"szt","PLN","23%","",10,null,null,null,null,"5907577482213",null,null,"ARIA",null,null,"",null,10,null,"https://www.ospel.pl/sites/all/pliki/import/image/podtynk/aria/bialy/gp-1u_m_00.jpg","https://www.ospel.pl/sites/all/pliki/import/image/rysunki/aria/gniazdo_pojedyncze.pdf",null,"16A 250V~, IP20, zaciski gwintowe","","",null,null,null,"BIAŁY",null,"0.073 kg","71 mm","71 mm","26 mm",null,null,"2025-05-08",null,"","https://www.ospel.pl/sites/all/pliki/import/image/podtynk/aria/bialy/gp-1u_m_00.jpg","27.33.13.0","8536 69 90"]
[null,null,null,null,null,null,null,null,null,177,"GP-1U/m/18","Gniazdo pojedyncze",24,1,"szt","PLN","23%","",4,null,null,null,null,"5907577483197",null,null,"ARIA",null,null,"",null,4,null,"https://www.ospel.pl/sites/all/pliki/import/image/podtynk/aria/srebro/gp-1u_m_18.jpg","https://www.ospel.pl/sites/all/pliki/import/image/rysunki/aria/gniazdo_pojedyncze.pdf",null,"16A 250V~, IP20, zaciski gwintowe","","",null,null,null,"SREBRO",null,"0.073 kg","71 mm","71 mm","26 mm",null,null,"2025-05-08",null,"","https://www.ospel.pl/sites/all/pliki/import/image/podtynk/aria/srebro/gp-1u_m_18.jpg","27.33.13.0","8536 69 90"]
[null,null,null,null,null,null,null,null,null,178,"GP-1U/m/27","Gniazdo pojedyncze",14.2,1,"szt","PLN","23%","",10,null,null,null,null,"5907577491925",null,null,"ARIA",null,null,"",null,10,null,"https://www.ospel.pl/sites/all/pliki/import/image/podtynk/aria/ecru/gp-1u_m_27.jpg","https://www.ospel.pl/sites/all/pliki/import/image/rysunki/aria/gniazdo_pojedyncze.pdf",null,"16A 250V~, IP20, zaciski gwintowe","","",null,null,null,"ECRU",null,"0.073 kg","71 mm","71 mm","26 mm",null,null,"2025-05-08",null,"","https://www.ospel.pl/sites/all/pliki/import/image/podtynk/aria/ecru/gp-1u_m_27.jpg","27.33.13.0","8536 69 90"]
[null,null,null,null,null,null,null,null,null,179,"GP-1U/m/33","Gniazdo pojedyncze",24,1,"szt","PLN","23%","",4,null,null,null,null,"5907577484088",null,null,"ARIA",null,null,"",null,4,null,"https://www.ospel.pl/sites/all/pliki/import/image/podtynk/aria/czarny/gp-1u_m_33.jpg","https://www.ospel.pl/sites/all/pliki/import/image/rysunki/aria/gniazdo_pojedyncze.pdf",null,"16A 250V~, IP20, zaciski gwintowe","","",null,null,null,"CZARNY METALIK",null,"0.073 kg","71 mm","71 mm","26 mm",null,null,"2025-05-08",null,"","https://www.ospel.pl/sites/all/pliki/import/image/podtynk/aria/czarny/gp-1u_m_33.jpg","27.33.13.0","8536 69 90"]
[null,null,null,null,null,null,null,null,null,180,"GP-1U/m/70","Gniazdo pojedyncze",24,1,"szt","PLN","23%","",4,null,null,null,null,"5907577484972",null,null,"ARIA",null,null,"",null,4,null,"https://www.ospel.pl/sites/all/pliki/import/image/podtynk/aria/szary_mat/gp-1u_m_70.jpg","https://www.ospel.pl/sites/all/pliki/import/image/rysunki/aria/gniazdo_pojedyncze.pdf",null,"16A 250V~, IP20, zaciski gwintowe","","",null,null,null,"SZARY MAT",null,"0.073 kg","71 mm","71 mm","26 mm",null,null,"2025-05-08",null,"","https://www.ospel.pl/sites/all/pliki/import/image/podtynk/aria/szary_mat/gp-1u_m_70.jpg","27.33.13.0","8536 69 90"]
[null,null,null,null,null,null,null,null,null,181,"GP-1UP/m/00","Gniazdo pojedyncze z przesłonami torów prądowych",15.8,1,"szt","PLN","23%","",10,null,null,null,null,"5907577482220",null,null,"ARIA",null,null,"",null,10,null,"https://www.ospel.pl/sites/all/pliki/import/image/podtynk/aria/bialy/gp-1up_m_00.jpg","https://www.ospel.pl/sites/all/pliki/import/image/rysunki/aria/gniazdo_pojedyncze.pdf",null,"16A 250V~, IP20, zaciski gwintowe","","",null,null,null,"BIAŁY",null,"0.075 kg","71 mm","71 mm","26 mm",null,null,"2025-05-08",null,"","https://www.ospel.pl/sites/all/pliki/import/image/podtynk/aria/bialy/gp-1up_m_00.jpg","27.33.13.0","8536 69 90"]
[null,null,null,null,null,null,null,null,null,182,"GP-1UP/m/18","Gniazdo pojedyncze z przesłonami torów prądowych",24.8,1,"szt","PLN","23%","",4,null,null,null,null,"5907577483203",null,null,"ARIA",null,null,"",null,4,null,"https://www.ospel.pl/sites/all/pliki/import/image/podtynk/aria/srebro/gp-1up_m_18.jpg","https://www.ospel.pl/sites/all/pliki/import/image/rysunki/aria/gniazdo_pojedyncze.pdf",null,"16A 250V~, IP20, zaciski gwintowe","","",null,null,null,"SREBRO",null,"0.075 kg","71 mm","71 mm","26 mm",null,null,"2025-05-08",null,"","https://www.ospel.pl/sites/all/pliki/import/image/podtynk/aria/srebro/gp-1up_m_18.jpg","27.33.13.0","8536 69 90"]
[null,null,null,null,null,null,null,null,null,183,"GP-1UP/m/27","Gniazdo pojedyncze z przesłonami torów prądowych",15.8,1,"szt","PLN","23%","",10,null,null,null,null,"5907577491932",null,null,"ARIA",null,null,"",null,10,null,"https://www.ospel.pl/sites/all/pliki/import/image/podtynk/aria/ecru/gp-1up_m_27.jpg","https://www.ospel.pl/sites/all/pliki/import/image/rysunki/aria/gniazdo_pojedyncze.pdf",null,"16A 250V~, IP20, zaciski gwintowe","","",null,null,null,"ECRU",null,"0.075 kg","71 mm","71 mm","26 mm",null,null,"2025-05-08",null,"","https://www.ospel.pl/sites/all/pliki/import/image/podtynk/aria/ecru/gp-1up_m_27.jpg","27.33.13.0","8536 69 90"]
[null,null,null,null,null,null,null,null,null,184,"GP-1UP/m/33","Gniazdo pojedyncze z przesłonami torów prądowych",24.8,1,"szt","PLN","23%","",4,null,null,null,null,"5907577484095",null,null,"ARIA",null,null,"",null,4,null,"https://www.ospel.pl/sites/all/pliki/import/image/podtynk/aria/czarny/gp-1up_m_33.jpg","https://www.ospel.pl/sites/all/pliki/import/image/rysunki/aria/gniazdo_pojedyncze.pdf",null,"16A 250V~, IP20, zaciski gwintowe","","",null,null,null,"CZARNY METALIK",null,"0.075 kg","71 mm","71 mm","26 mm",null,null,"2025-05-08",null,"","https://www.ospel.pl/sites/all/pliki/import/image/podtynk/aria/czarny/gp-1up_m_33.jpg","27.33.13.0","8536 69 90"]
[null,null,null,null,null,null,null,null,null,185,"GP-1UP/m/70","Gniazdo pojedyncze z przesłonami torów prądowych",24.8,1,"szt","PLN","23%","",4,null,null,null,null,"5907577484989",null,null,"ARIA",null,null,"",null,4,null,"https://www.ospel.pl/sites/all/pliki/import/image/podtynk/aria/szary_mat/gp-1up_m_70.jpg","https://www.ospel.pl/sites/all/pliki/import/image/rysunki/aria/gniazdo_pojedyncze.pdf",null,"16A 250V~, IP20, zaciski gwintowe","","",null,null,null,"SZARY MAT",null,"0.075 kg","71 mm","71 mm","26 mm",null,null,"2025-05-08",null,"","https://www.ospel.pl/sites/all/pliki/import/image/podtynk/aria/szary_mat/gp-1up_m_70.jpg","27.33.13.0","8536 69 90"]
[null,null,null,null,null,null,null,null,null,186,"GP-1US/m/00","Gniazdo pojedyncze z uziemieniem schuko",17.600000000000001,1,"szt","PLN","23%","",10,null,null,null,null,"5907577482275",null,null,"ARIA",null,null,"",null,10,null,"https://www.ospel.pl/sites/all/pliki/import/image/podtynk/aria/bialy/gp-1us_m_00.jpg","https://www.ospel.pl/sites/all/pliki/import/image/rysunki/aria/gniazdo_poj_schuko.pdf",null,"16A 250V~, IP20, zaciski gwintowe","","",null,null,null,"BIAŁY",null,"","71 mm","71 mm","29 mm",null,null,"2025-05-08",null,"","https://www.ospel.pl/sites/all/pliki/import/image/podtynk/aria/bialy/gp-1us_m_00.jpg","27.33.13.0","8536 69 90"]
[null,null,null,null,null,null,null,null,null,187,"GP-1US/m/18","Gniazdo pojedyncze z uziemieniem schuko",29.5,1,"szt","PLN","23%","",4,null,null,null,null,"5907577483234",null,null,"ARIA",null,null,"",null,4,null,"https://www.ospel.pl/sites/all/pliki/import/image/podtynk/aria/srebro/gp-1us_m_18.jpg","https://www.ospel.pl/sites/all/pliki/import/image/rysunki/aria/gniazdo_poj_schuko.pdf",null,"16A 250V~, IP20, zaciski gwintowe","","",null,null,null,"SREBRO",null,"","71 mm","71 mm","29 mm",null,null,"2025-05-08",null,"","https://www.ospel.pl/sites/all/pliki/import/image/podtynk/aria/srebro/gp-1us_m_18.jpg","27.33.13.0","8536 69 90"]
[null,null,null,null,null,null,null,null,null,188,"GP-1US/m/27","Gniazdo pojedyncze z uziemieniem schuko",17.600000000000001,1,"szt","PLN","23%","",10,null,null,null,null,"5907577491987",null,null,"ARIA",null,null,"",null,10,null,"https://www.ospel.pl/sites/all/pliki/import/image/podtynk/aria/ecru/gp-1us_m_27.jpg","https://www.ospel.pl/sites/all/pliki/import/image/rysunki/aria/gniazdo_poj_schuko.pdf",null,"16A 250V~, IP20, zaciski gwintowe","","",null,null,null,"ECRU",null,"","71 mm","71 mm","29 mm",null,null,"2025-05-08",null,"","https://www.ospel.pl/sites/all/pliki/import/image/podtynk/aria/ecru/gp-1us_m_27.jpg","27.33.13.0","8536 69 90"]
[null,null,null,null,null,null,null,null,null,189,"GP-1US/m/33","Gniazdo pojedyncze z uziemieniem schuko",29.5,1,"szt","PLN","23%","",4,null,null,null,null,"5907577484125",null,null,"ARIA",null,null,"",null,4,null,"https://www.ospel.pl/sites/all/pliki/import/image/podtynk/aria/czarny/gp-1us_m_33.jpg","https://www.ospel.pl/sites/all/pliki/import/image/rysunki/aria/gniazdo_poj_schuko.pdf",null,"16A 250V~, IP20, zaciski gwintowe","","",null,null,null,"CZARNY METALIK",null,"","71 mm","71 mm","29 mm",null,null,"2025-05-08",null,"","https://www.ospel.pl/sites/all/pliki/import/image/podtynk/aria/czarny/gp-1us_m_33.jpg","27.33.13.0","8536 69 90"]
[null,null,null,null,null,null,null,null,null,190,"GP-1US/m/70","Gniazdo pojedyncze z uziemieniem schuko",29.5,1,"szt","PLN","23%","",4,null,null,null,null,"5907577485016",null,null,"ARIA",null,null,"",null,4,null,"https://www.ospel.pl/sites/all/pliki/import/image/podtynk/aria/szary_mat/gp-1us_m_70.jpg","https://www.ospel.pl/sites/all/pliki/import/image/rysunki/aria/gniazdo_poj_schuko.pdf",null,"16A 250V~, IP20, zaciski gwintowe","","",null,null,null,"SZARY MAT",null,"","71 mm","71 mm","29 mm",null,null,"2025-05-08",null,"","https://www.ospel.pl/sites/all/pliki/import/image/podtynk/aria/szary_mat/gp-1us_m_70.jpg","27.33.13.0","8536 69 90"]
[null,null,null,null,null,null,null,null,null,191,"GP-1USP/m/00","Gniazdo pojedyncze z uziemieniem schuko z przesłonami torów prądowych",18.3,1,"szt","PLN","23%","",10,null,null,null,null,"5907577482282",null,null,"ARIA",null,null,"",null,10,null,"https://www.ospel.pl/sites/all/pliki/import/image/podtynk/aria/bialy/gp-1usp_m_00.jpg","https://www.ospel.pl/sites/all/pliki/import/image/rysunki/aria/gniazdo_poj_schuko.pdf",null,"16A 250V~, IP20, zaciski gwintowe","","",null,null,null,"BIAŁY",null,"","71 mm","71 mm","29 mm",null,null,"2025-05-08",null,"","https://www.ospel.pl/sites/all/pliki/import/image/podtynk/aria/bialy/gp-1usp_m_00.jpg","27.33.13.0","8536 69 90"]
[null,null,null,null,null,null,null,null,null,192,"GP-1USP/m/18","Gniazdo pojedyncze z uziemieniem schuko z przesłonami torów prądowych",30.2,1,"szt","PLN","23%","",4,null,null,null,null,"5907577483241",null,null,"ARIA",null,null,"",null,4,null,"https://www.ospel.pl/sites/all/pliki/import/image/podtynk/aria/srebro/gp-1usp_m_18.jpg","https://www.ospel.pl/sites/all/pliki/import/image/rysunki/aria/gniazdo_poj_schuko.pdf",null,"16A 250V~, IP20, zaciski gwintowe","","",null,null,null,"SREBRO",null,"","71 mm","71 mm","29 mm",null,null,"2025-05-08",null,"","https://www.ospel.pl/sites/all/pliki/import/image/podtynk/aria/srebro/gp-1usp_m_18.jpg","27.33.13.0","8536 69 90"]
[null,null,null,null,null,null,null,null,null,193,"GP-1USP/m/27","Gniazdo pojedyncze z uziemieniem schuko z przesłonami torów prądowych",18.3,1,"szt","PLN","23%","",10,null,null,null,null,"5907577491994",null,null,"ARIA",null,null,"",null,10,null,"https://www.ospel.pl/sites/all/pliki/import/image/podtynk/aria/ecru/gp-1usp_m_27.jpg","https://www.ospel.pl/sites/all/pliki/import/image/rysunki/aria/gniazdo_poj_schuko.pdf",null,"16A 250V~, IP20, zaciski gwintowe","","",null,null,null,"ECRU",null,"","71 mm","71 mm","29 mm",null,null,"2025-05-08",null,"","https://www.ospel.pl/sites/all/pliki/import/image/podtynk/aria/ecru/gp-1usp_m_27.jpg","27.33.13.0","8536 69 90"]
[null,null,null,null,null,null,null,null,null,194,"GP-1USP/m/33","Gniazdo pojedyncze z uziemieniem schuko z przesłonami torów prądowych",30.2,1,"szt","PLN","23%","",4,null,null,null,null,"5907577484132",null,null,"ARIA",null,null,"",null,4,null,"https://www.ospel.pl/sites/all/pliki/import/image/podtynk/aria/czarny/gp-1usp_m_33.jpg","https://www.ospel.pl/sites/all/pliki/import/image/rysunki/aria/gniazdo_poj_schuko.pdf",null,"16A 250V~, IP20, zaciski gwintowe","","",null,null,null,"CZARNY METALIK",null,"","71 mm","71 mm","29 mm",null,null,"2025-05-08",null,"","https://www.ospel.pl/sites/all/pliki/import/image/podtynk/aria/czarny/gp-1usp_m_33.jpg","27.33.13.0","8536 69 90"]
[null,null,null,null,null,null,null,null,null,195,"GP-1USP/m/70","Gniazdo pojedyncze z uziemieniem schuko z przesłonami torów prądowych",30.2,1,"szt","PLN","23%","",4,null,null,null,null,"5907577485023",null,null,"ARIA",null,null,"",null,4,null,"https://www.ospel.pl/sites/all/pliki/import/image/podtynk/aria/szary_mat/gp-1usp_m_70.jpg","https://www.ospel.pl/sites/all/pliki/import/image/rysunki/aria/gniazdo_poj_schuko.pdf",null,"16A 250V~, IP20, zaciski gwintowe","","",null,null,null,"SZARY MAT",null,"","71 mm","71 mm","29 mm",null,null,"2025-05-08",null,"","https://www.ospel.pl/sites/all/pliki/import/image/podtynk/aria/szary_mat/gp-1usp_m_70.jpg","27.33.13.0","8536 69 90"]
[null,null,null,null,null,null,null,null,null,196,"GP-1UZ/m/00","Gniazdo pojedyncze z uziemieniem",16.2,1,"szt","PLN","23%","",10,null,null,null,null,"5907577482237",null,null,"ARIA",null,null,"",null,10,null,"https://www.ospel.pl/sites/all/pliki/import/image/podtynk/aria/bialy/gp-1uz_m_00.jpg","https://www.ospel.pl/sites/all/pliki/import/image/rysunki/aria/gniazdo_pojedyncze.pdf",null,"16A 250V~, IP20, zaciski gwintowe","","",null,null,null,"BIAŁY",null,"0.077 kg","71 mm","71 mm","26 mm",null,null,"2025-05-08",null,"","https://www.ospel.pl/sites/all/pliki/import/image/podtynk/aria/bialy/gp-1uz_m_00.jpg","27.33.13.0","8536 69 90"]
[null,null,null,null,null,null,null,null,null,197,"GP-1UZ/m/18","Gniazdo pojedyncze z uziemieniem",27.4,1,"szt","PLN","23%","",4,null,null,null,null,"5907577483210",null,null,"ARIA",null,null,"",null,4,null,"https://www.ospel.pl/sites/all/pliki/import/image/podtynk/aria/srebro/gp-1uz_m_18.jpg","https://www.ospel.pl/sites/all/pliki/import/image/rysunki/aria/gniazdo_pojedyncze.pdf",null,"16A 250V~, IP20, zaciski gwintowe","","",null,null,null,"SREBRO",null,"0.077 kg","71 mm","71 mm","26 mm",null,null,"2025-05-08",null,"","https://www.ospel.pl/sites/all/pliki/import/image/podtynk/aria/srebro/gp-1uz_m_18.jpg","27.33.13.0","8536 69 90"]
[null,null,null,null,null,null,null,null,null,198,"GP-1UZ/m/27","Gniazdo pojedyncze z uziemieniem",16.2,1,"szt","PLN","23%","",10,null,null,null,null,"5907577491949",null,null,"ARIA",null,null,"",null,10,null,"https://www.ospel.pl/sites/all/pliki/import/image/podtynk/aria/ecru/gp-1uz_m_27.jpg","https://www.ospel.pl/sites/all/pliki/import/image/rysunki/aria/gniazdo_pojedyncze.pdf",null,"16A 250V~, IP20, zaciski gwintowe","","",null,null,null,"ECRU",null,"0.077 kg","71 mm","71 mm","26 mm",null,null,"2025-05-08",null,"","https://www.ospel.pl/sites/all/pliki/import/image/podtynk/aria/ecru/gp-1uz_m_27.jpg","27.33.13.0","8536 69 90"]
[null,null,null,null,null,null,null,null,null,199,"GP-1UZ/m/33","Gniazdo pojedyncze z uziemieniem",27.4,1,"szt","PLN","23%","",4,null,null,null,null,"5907577484101",null,null,"ARIA",null,null,"",null,4,null,"https://www.ospel.pl/sites/all/pliki/import/image/podtynk/aria/czarny/gp-1uz_m_33.jpg","https://www.ospel.pl/sites/all/pliki/import/image/rysunki/aria/gniazdo_pojedyncze.pdf",null,"16A 250V~, IP20, zaciski gwintowe","","",null,null,null,"CZARNY METALIK",null,"0.077 kg","71 mm","71 mm","26 mm",null,null,"2025-05-08",null,"","https://www.ospel.pl/sites/all/pliki/import/image/podtynk/aria/czarny/gp-1uz_m_33.jpg","27.33.13.0","8536 69 90"]
[null,null,null,null,null,null,null,null,null,200,"GP-1UZ/m/70","Gniazdo pojedyncze z uziemieniem",27.4,1,"szt","PLN","23%","",4,null,null,null,null,"5907577484996",null,null,"ARIA",null,null,"",null,4,null,"https://www.ospel.pl/sites/all/pliki/import/image/podtynk/aria/szary_mat/gp-1uz_m_70.jpg","https://www.ospel.pl/sites/all/pliki/import/image/rysunki/aria/gniazdo_pojedyncze.pdf",null,"16A 250V~, IP20, zaciski gwintowe","","",null,null,null,"SZARY MAT",null,"0.077 kg","71 mm","71 mm","26 mm",null,null,"2025-05-08",null,"","https://www.ospel.pl/sites/all/pliki/import/image/podtynk/aria/szary_mat/gp-1uz_m_70.jpg","27.33.13.0","8536 69 90"]
[null,null,null,null,null,null,null,null,null,201,"GP-1UZD/m/00/22","Gniazdo pojedyncze z uziemieniem DATA",18.399999999999999,1,"szt","PLN","23%","",10,null,null,null,null,"5907577482251",null,null,"ARIA",null,null,"",null,10,null,"https://www.ospel.pl/sites/all/pliki/import/image/podtynk/aria/bialy/gp-1uzd_m_00_22.jpg","https://www.ospel.pl/sites/all/pliki/import/image/rysunki/aria/gniazdo_pojedyncze.pdf",null,"16A 250V~, IP20, zaciski gwintowe","","",null,null,null,"BIAŁY",null,"0.076 kg","71 mm","71 mm","26 mm",null,null,"2025-05-08",null,"","https://www.ospel.pl/sites/all/pliki/import/image/podtynk/aria/bialy/gp-1uzd_m_00_22.jpg","27.33.13.0","8536 69 90"]
[null,null,null,null,null,null,null,null,null,202,"GP-1UZDP/m/00/22","Gniazdo pojedyncze z uziemieniem DATA z przesłonami torów prądowych",19.600000000000001,1,"szt","PLN","23%","",10,null,null,null,null,"5907577485726",null,null,"ARIA",null,null,"",null,10,null,"https://www.ospel.pl/sites/all/pliki/import/image/podtynk/aria/bialy/gp-1uzdp_m_00_22.jpg","https://www.ospel.pl/sites/all/pliki/import/image/rysunki/aria/gniazdo_pojedyncze.pdf",null,"16A 250V~, IP20, zaciski gwintowe","","",null,null,null,"BIAŁY",null,"0.078 kg","71 mm","71 mm","26 mm",null,null,"2025-05-08",null,"","https://www.ospel.pl/sites/all/pliki/import/image/podtynk/aria/bialy/gp-1uzdp_m_00_22.jpg","27.33.13.0","8536 69 90"]
[null,null,null,null,null,null,null,null,null,203,"GP-1UZK/m/00/22","Gniazdo pojedyncze z uziemieniem DATA z kluczem uprawniającym",21.4,1,"szt","PLN","23%","",10,null,null,null,null,"5907577482268",null,null,"ARIA",null,null,"",null,10,null,"https://www.ospel.pl/sites/all/pliki/import/image/podtynk/aria/bialy/gp-1uzk_m_00_22.jpg","https://www.ospel.pl/sites/all/pliki/import/image/rysunki/aria/gniazdo_pojedyncze.pdf",null,"16A 250V~, IP20, zaciski gwintowe","","",null,null,null,"BIAŁY",null,"","71 mm","71 mm","26 mm",null,null,"2025-05-08",null,"","https://www.ospel.pl/sites/all/pliki/import/image/podtynk/aria/bialy/gp-1uzk_m_00_22.jpg","27.33.13.0","8536 69 90"]
[null,null,null,null,null,null,null,null,null,204,"GP-1UZP/m/00","Gniazdo pojedyncze z uziemieniem z przesłonami torów prądowych",17.3,1,"szt","PLN","23%","",10,null,null,null,null,"5907577482244",null,null,"ARIA",null,null,"",null,10,null,"https://www.ospel.pl/sites/all/pliki/import/image/podtynk/aria/bialy/gp-1uzp_m_00.jpg","https://www.ospel.pl/sites/all/pliki/import/image/rysunki/aria/gniazdo_pojedyncze.pdf",null,"16A 250V~, IP20, zaciski gwintowe","","",null,null,null,"BIAŁY",null,"0.079 kg","71 mm","71 mm","26 mm",null,null,"2025-05-08",null,"","https://www.ospel.pl/sites/all/pliki/import/image/podtynk/aria/bialy/gp-1uzp_m_00.jpg","27.33.13.0","8536 69 90"]
[null,null,null,null,null,null,null,null,null,205,"GP-1UZP/m/18","Gniazdo pojedyncze z uziemieniem z przesłonami torów prądowych",28.6,1,"szt","PLN","23%","",4,null,null,null,null,"5907577483227",null,null,"ARIA",null,null,"",null,4,null,"https://www.ospel.pl/sites/all/pliki/import/image/podtynk/aria/srebro/gp-1uzp_m_18.jpg","https://www.ospel.pl/sites/all/pliki/import/image/rysunki/aria/gniazdo_pojedyncze.pdf",null,"16A 250V~, IP20, zaciski gwintowe","","",null,null,null,"SREBRO",null,"0.079 kg","71 mm","71 mm","26 mm",null,null,"2025-05-08",null,"","https://www.ospel.pl/sites/all/pliki/import/image/podtynk/aria/srebro/gp-1uzp_m_18.jpg","27.33.13.0","8536 69 90"]
[null,null,null,null,null,null,null,null,null,206,"GP-1UZP/m/27","Gniazdo pojedyncze z uziemieniem z przesłonami torów prądowych",17.3,1,"szt","PLN","23%","",10,null,null,null,null,"5907577491956",null,null,"ARIA",null,null,"",null,10,null,"https://www.ospel.pl/sites/all/pliki/import/image/podtynk/aria/ecru/gp-1uzp_m_27.jpg","https://www.ospel.pl/sites/all/pliki/import/image/rysunki/aria/gniazdo_pojedyncze.pdf",null,"16A 250V~, IP20, zaciski gwintowe","","",null,null,null,"ECRU",null,"0.079 kg","71 mm","71 mm","26 mm",null,null,"2025-05-08",null,"","https://www.ospel.pl/sites/all/pliki/import/image/podtynk/aria/ecru/gp-1uzp_m_27.jpg","27.33.13.0","8536 69 90"]
[null,null,null,null,null,null,null,null,null,207,"GP-1UZP/m/33","Gniazdo pojedyncze z uziemieniem z przesłonami torów prądowych",28.6,1,"szt","PLN","23%","",4,null,null,null,null,"5907577484118",null,null,"ARIA",null,null,"",null,4,null,"https://www.ospel.pl/sites/all/pliki/import/image/podtynk/aria/czarny/gp-1uzp_m_33.jpg","https://www.ospel.pl/sites/all/pliki/import/image/rysunki/aria/gniazdo_pojedyncze.pdf",null,"16A 250V~, IP20, zaciski gwintowe","","",null,null,null,"CZARNY METALIK",null,"0.079 kg","71 mm","71 mm","26 mm",null,null,"2025-05-08",null,"","https://www.ospel.pl/sites/all/pliki/import/image/podtynk/aria/czarny/gp-1uzp_m_33.jpg","27.33.13.0","8536 69 90"]
[null,null,null,null,null,null,null,null,null,208,"GP-1UZP/m/70","Gniazdo pojedyncze z uziemieniem z przesłonami torów prądowych",28.6,1,"szt","PLN","23%","",4,null,null,null,null,"5907577485009",null,null,"ARIA",null,null,"",null,4,null,"https://www.ospel.pl/sites/all/pliki/import/image/podtynk/aria/szary_mat/gp-1uzp_m_70.jpg","https://www.ospel.pl/sites/all/pliki/import/image/rysunki/aria/gniazdo_pojedyncze.pdf",null,"16A 250V~, IP20, zaciski gwintowe","","",null,null,null,"SZARY MAT",null,"0.079 kg","71 mm","71 mm","26 mm",null,null,"2025-05-08",null,"","https://www.ospel.pl/sites/all/pliki/import/image/podtynk/aria/szary_mat/gp-1uzp_m_70.jpg","27.33.13.0","8536 69 90"]
[null,null,null,null,null,null,null,null,null,209,"GP-1UZPUSB/m/00","Gniazdo pojedyncze z uziemieniem z przesłonami torów prądowych, z ładowarką USB",112.8,1,"szt","PLN","23%","",5,null,null,null,null,"5907577491611",null,null,"ARIA",null,null,"",null,5,null,"https://www.ospel.pl/sites/all/pliki/import/image/podtynk/aria/bialy/gp-1uzpusb_m_00.jpg","https://www.ospel.pl/sites/all/pliki/import/image/rysunki/aria/gniazdo_pojedyncze.pdf",null,"16A/230~,USB 5V/2,1A, IP-20, zac.bezgw.","","",null,null,null,"BIAŁY",null,"0.103 kg","73 mm","73 mm","35 mm",null,null,"2025-05-08",null,"","https://www.ospel.pl/sites/all/pliki/import/image/podtynk/aria/bialy/gp-1uzpusb_m_00.jpg","27.33.13.0","8536 69 90"]
[null,null,null,null,null,null,null,null,null,210,"GP-1UZPUSB/m/18","Gniazdo pojedyncze z uziemieniem z przesłonami torów prądowych, z ładowarką USB",118.6,1,"szt","PLN","23%","",5,null,null,null,null,"5907577491628",null,null,"ARIA",null,null,"",null,5,null,"https://www.ospel.pl/sites/all/pliki/import/image/podtynk/aria/srebro/gp-1uzpusb_m_18.jpg","https://www.ospel.pl/sites/all/pliki/import/image/rysunki/aria/gniazdo_pojedyncze.pdf",null,"16A/230~,USB 5V/2,1A, IP-20, zac.bezgw.","","",null,null,null,"SREBRO",null,"0.103 kg","73 mm","73 mm","35 mm",null,null,"2025-05-08",null,"","https://www.ospel.pl/sites/all/pliki/import/image/podtynk/aria/srebro/gp-1uzpusb_m_18.jpg","27.33.13.0","8536 69 90"]
[null,null,null,null,null,null,null,null,null,211,"GP-1UZPUSB/m/27","Gniazdo pojedyncze z uziemieniem z przesłonami torów prądowych, z ładowarką USB",112.8,1,"szt","PLN","23%","",5,null,null,null,null,"5907577492663",null,null,"ARIA",null,null,"",null,5,null,"https://www.ospel.pl/sites/all/pliki/import/image/podtynk/aria/ecru/gp-1uzpusb_m_27.jpg","https://www.ospel.pl/sites/all/pliki/import/image/rysunki/aria/gniazdo_pojedyncze.pdf",null,"16A/230~,USB 5V/2,1A, IP-20, zac.bezgw.","","",null,null,null,"ECRU",null,"0.103 kg","73 mm","73 mm","35 mm",null,null,"2025-05-08",null,"","https://www.ospel.pl/sites/all/pliki/import/image/podtynk/aria/ecru/gp-1uzpusb_m_27.jpg","27.33.13.0","8536 69 90"]
[null,null,null,null,null,null,null,null,null,212,"GP-1UZPUSB/m/33","Gniazdo pojedyncze z uziemieniem z przesłonami torów prądowych, z ładowarką USB",118.6,1,"szt","PLN","23%","",5,null,null,null,null,"5907577491635",null,null,"ARIA",null,null,"",null,5,null,"https://www.ospel.pl/sites/all/pliki/import/image/podtynk/aria/czarny/gp-1uzpusb_m_33.jpg","https://www.ospel.pl/sites/all/pliki/import/image/rysunki/aria/gniazdo_pojedyncze.pdf",null,"16A/230~,USB 5V/2,1A, IP-20, zac.bezgw.","","",null,null,null,"CZARNY METALIK",null,"0.103 kg","73 mm","73 mm","35 mm",null,null,"2025-05-08",null,"","https://www.ospel.pl/sites/all/pliki/import/image/podtynk/aria/czarny/gp-1uzpusb_m_33.jpg","27.33.13.0","8536 69 90"]
[null,null,null,null,null,null,null,null,null,213,"GP-1UZPUSB/m/70","Gniazdo pojedyncze z uziemieniem z przesłonami torów prądowych, z ładowarką USB",118.6,1,"szt","PLN","23%","",5,null,null,null,null,"5907577491642",null,null,"ARIA",null,null,"",null,5,null,"https://www.ospel.pl/sites/all/pliki/import/image/podtynk/aria/szary_mat/gp-1uzpusb_m_70.jpg","https://www.ospel.pl/sites/all/pliki/import/image/rysunki/aria/gniazdo_pojedyncze.pdf",null,"16A/230~,USB 5V/2,1A, IP-20, zac.bezgw.","","",null,null,null,"SZARY MAT",null,"0.103 kg","73 mm","73 mm","35 mm",null,null,"2025-05-08",null,"","https://www.ospel.pl/sites/all/pliki/import/image/podtynk/aria/szary_mat/gp-1uzpusb_m_70.jpg","27.33.13.0","8536 69 90"]
[null,null,null,null,null,null,null,null,null,214,"GP-1UZPUSBAC/m/00","Gniazdo pojedyncze z uziemieniem z przesłonami torów prądowych, z ładowarką USB A+C",149.80000000000001,1,"szt","PLN","23%","",5,null,null,null,null,"5906729025704",null,null,"ARIA",null,null,"",null,5,null,"https://www.ospel.pl/sites/all/pliki/import/image/podtynk/aria/bialy/gp-1uzpusbac_m_00.jpg","https://www.ospel.pl/sites/all/pliki/import/image/rysunki/aria/gniazdo_pojedyncze.pdf",null,"16A/230~, IP-20, zac.bezgw.","","",null,null,null,"BIAŁY",null,"","73 mm","73 mm","31 mm",null,null,"2025-05-08",null,"","https://www.ospel.pl/sites/all/pliki/import/image/podtynk/aria/bialy/gp-1uzpusbac_m_00.jpg","27.33.13.0","8536 69 90"]
[null,null,null,null,null,null,null,null,null,215,"GP-1UZPUSBAC/m/18","Gniazdo pojedyncze z uziemieniem z przesłonami torów prądowych, z ładowarką USB A+C",156.19999999999999,1,"szt","PLN","23%","",5,null,null,null,null,"5906729025711",null,null,"ARIA",null,null,"",null,5,null,"https://www.ospel.pl/sites/all/pliki/import/image/podtynk/aria/srebro/gp-1uzpusbac_m_18.jpg","https://www.ospel.pl/sites/all/pliki/import/image/rysunki/aria/gniazdo_pojedyncze.pdf",null,"16A/230~, IP-20, zac.bezgw.","","",null,null,null,"SREBRO",null,"","73 mm","73 mm","31 mm",null,null,"2025-05-08",null,"","https://www.ospel.pl/sites/all/pliki/import/image/podtynk/aria/srebro/gp-1uzpusbac_m_18.jpg","27.33.13.0","8536 69 90"]
[null,null,null,null,null,null,null,null,null,216,"GP-1UZPUSBAC/m/27","Gniazdo pojedyncze z uziemieniem z przesłonami torów prądowych, z ładowarką USB A+C",149.80000000000001,1,"szt","PLN","23%","",5,null,null,null,null,"5906729025728",null,null,"ARIA",null,null,"",null,5,null,"https://www.ospel.pl/sites/all/pliki/import/image/podtynk/aria/ecru/gp-1uzpusbac_m_27.jpg","https://www.ospel.pl/sites/all/pliki/import/image/rysunki/aria/gniazdo_pojedyncze.pdf",null,"16A/230~, IP-20, zac.bezgw.","","",null,null,null,"ECRU",null,"","73 mm","73 mm","31 mm",null,null,"2025-05-08",null,"","https://www.ospel.pl/sites/all/pliki/import/image/podtynk/aria/ecru/gp-1uzpusbac_m_27.jpg","27.33.13.0","8536 69 90"]
[null,null,null,null,null,null,null,null,null,217,"GP-1UZPUSBAC/m/33","Gniazdo pojedyncze z uziemieniem z przesłonami torów prądowych, z ładowarką USB A+C",156.19999999999999,1,"szt","PLN","23%","",5,null,null,null,null,"5906729025735",null,null,"ARIA",null,null,"",null,5,null,"https://www.ospel.pl/sites/all/pliki/import/image/podtynk/aria/czarny/gp-1uzpusbac_m_33.jpg","https://www.ospel.pl/sites/all/pliki/import/image/rysunki/aria/gniazdo_pojedyncze.pdf",null,"16A/230~, IP-20, zac.bezgw.","","",null,null,null,"CZARNY METALIK",null,"","73 mm","73 mm","31 mm",null,null,"2025-05-08",null,"","https://www.ospel.pl/sites/all/pliki/import/image/podtynk/aria/czarny/gp-1uzpusbac_m_33.jpg","27.33.13.0","8536 69 90"]
[null,null,null,null,null,null,null,null,null,218,"GP-1UZPUSBAC/m/70","Gniazdo pojedyncze z uziemieniem z przesłonami torów prądowych, z ładowarką USB A+C",156.19999999999999,1,"szt","PLN","23%","",5,null,null,null,null,"5906729025742",null,null,"ARIA",null,null,"",null,5,null,"https://www.ospel.pl/sites/all/pliki/import/image/podtynk/aria/szary_mat/gp-1uzpusbac_m_70.jpg","https://www.ospel.pl/sites/all/pliki/import/image/rysunki/aria/gniazdo_pojedyncze.pdf",null,"16A/230~, IP-20, zac.bezgw.","","",null,null,null,"SZARY MAT",null,"","73 mm","73 mm","31 mm",null,null,"2025-05-08",null,"","https://www.ospel.pl/sites/all/pliki/import/image/podtynk/aria/szary_mat/gp-1uzpusbac_m_70.jpg","27.33.13.0","8536 69 90"]
[null,null,null,null,null,null,null,null,null,219,"GP-2U/00","Gniazdo podwójne kompletne z ramką",19.2,1,"szt","PLN","23%","",10,null,null,null,null,"5907577482336",null,null,"ARIA",null,null,"",null,10,null,"https://www.ospel.pl/sites/all/pliki/import/image/podtynk/aria/bialy/gp-2u_00.jpg","https://www.ospel.pl/sites/all/pliki/import/image/rysunki/aria/gniazdo_podwojne.pdf",null,"16A 250V~, IP20, zaciski gwintowe","","",null,null,null,"BIAŁY",null,"0.080 kg","82 mm","82 mm","27 mm",null,null,"2025-05-08",null,"","https://www.ospel.pl/sites/all/pliki/import/image/podtynk/aria/bialy/gp-2u_00.jpg","27.33.13.0","8536 69 90"]
[null,null,null,null,null,null,null,null,null,220,"GP-2U/18","Gniazdo podwójne kompletne z ramką",31,1,"szt","PLN","23%","",4,null,null,null,null,"5907577483296",null,null,"ARIA",null,null,"",null,4,null,"https://www.ospel.pl/sites/all/pliki/import/image/podtynk/aria/srebro/gp-2u_18.jpg","https://www.ospel.pl/sites/all/pliki/import/image/rysunki/aria/gniazdo_podwojne.pdf",null,"16A 250V~, IP20, zaciski gwintowe","","",null,null,null,"SREBRO",null,"0.080 kg","82 mm","82 mm","27 mm",null,null,"2025-05-08",null,"","https://www.ospel.pl/sites/all/pliki/import/image/podtynk/aria/srebro/gp-2u_18.jpg","27.33.13.0","8536 69 90"]
[null,null,null,null,null,null,null,null,null,221,"GP-2U/27","Gniazdo podwójne kompletne z ramką",19.2,1,"szt","PLN","23%","",10,null,null,null,null,"5907577492045",null,null,"ARIA",null,null,"",null,10,null,"https://www.ospel.pl/sites/all/pliki/import/image/podtynk/aria/ecru/gp-2u_27.jpg","https://www.ospel.pl/sites/all/pliki/import/image/rysunki/aria/gniazdo_podwojne.pdf",null,"16A 250V~, IP20, zaciski gwintowe","","",null,null,null,"ECRU",null,"0.080 kg","82 mm","82 mm","27 mm",null,null,"2025-05-08",null,"","https://www.ospel.pl/sites/all/pliki/import/image/podtynk/aria/ecru/gp-2u_27.jpg","27.33.13.0","8536 69 90"]
[null,null,null,null,null,null,null,null,null,222,"GP-2U/33","Gniazdo podwójne kompletne z ramką",31,1,"szt","PLN","23%","",4,null,null,null,null,"5907577484187",null,null,"ARIA",null,null,"",null,4,null,"https://www.ospel.pl/sites/all/pliki/import/image/podtynk/aria/czarny/gp-2u_33.jpg","https://www.ospel.pl/sites/all/pliki/import/image/rysunki/aria/gniazdo_podwojne.pdf",null,"16A 250V~, IP20, zaciski gwintowe","","",null,null,null,"CZARNY METALIK",null,"0.080 kg","82 mm","82 mm","27 mm",null,null,"2025-05-08",null,"","https://www.ospel.pl/sites/all/pliki/import/image/podtynk/aria/czarny/gp-2u_33.jpg","27.33.13.0","8536 69 90"]
[null,null,null,null,null,null,null,null,null,223,"GP-2U/70","Gniazdo podwójne kompletne z ramką",31,1,"szt","PLN","23%","",4,null,null,null,null,"5907577485078",null,null,"ARIA",null,null,"",null,4,null,"https://www.ospel.pl/sites/all/pliki/import/image/podtynk/aria/szary_mat/gp-2u_70.jpg","https://www.ospel.pl/sites/all/pliki/import/image/rysunki/aria/gniazdo_podwojne.pdf",null,"16A 250V~, IP20, zaciski gwintowe","","",null,null,null,"SZARY MAT",null,"0.080 kg","82 mm","82 mm","27 mm",null,null,"2025-05-08",null,"","https://www.ospel.pl/sites/all/pliki/import/image/podtynk/aria/szary_mat/gp-2u_70.jpg","27.33.13.0","8536 69 90"]
[null,null,null,null,null,null,null,null,null,224,"GP-2UC/00","Gniazdo podwójne z uziemieniem z funkcją niezamienności faz, kompletne z ramką",21.5,1,"szt","PLN","23%","",5,null,null,null,null,"5907577482442",null,null,"ARIA",null,null,"",null,5,null,"https://www.ospel.pl/sites/all/pliki/import/image/podtynk/aria/bialy/gp-2uc_00.jpg","https://www.ospel.pl/sites/all/pliki/import/image/rysunki/aria/gniazdo_niezamiennosc_faz.pdf",null,"16A 250V~, IP20, zaciski gwintowe","","",null,null,null,"BIAŁY",null,"","88 mm","82 mm","23 mm",null,null,"2025-05-08",null,"","https://www.ospel.pl/sites/all/pliki/import/image/podtynk/aria/bialy/gp-2uc_00.jpg","27.33.13.0","8536 69 90"]
[null,null,null,null,null,null,null,null,null,225,"GP-2UC/18","Gniazdo podwójne z uziemieniem z funkcją niezamienności faz, kompletne z ramką",33,1,"szt","PLN","23%","",5,null,null,null,null,"5907577483401",null,null,"ARIA",null,null,"",null,5,null,"https://www.ospel.pl/sites/all/pliki/import/image/podtynk/aria/srebro/gp-2uc_18.jpg","https://www.ospel.pl/sites/all/pliki/import/image/rysunki/aria/gniazdo_niezamiennosc_faz.pdf",null,"16A 250V~, IP20, zaciski gwintowe","","",null,null,null,"SREBRO",null,"","88 mm","82 mm","23 mm",null,null,"2025-05-08",null,"","https://www.ospel.pl/sites/all/pliki/import/image/podtynk/aria/srebro/gp-2uc_18.jpg","27.33.13.0","8536 69 90"]
[null,null,null,null,null,null,null,null,null,226,"GP-2UC/27","Gniazdo podwójne z uziemieniem z funkcją niezamienności faz, kompletne z ramką",21.5,1,"szt","PLN","23%","",5,null,null,null,null,"5907577492151",null,null,"ARIA",null,null,"",null,5,null,"https://www.ospel.pl/sites/all/pliki/import/image/podtynk/aria/ecru/gp-2uc_27.jpg","https://www.ospel.pl/sites/all/pliki/import/image/rysunki/aria/gniazdo_niezamiennosc_faz.pdf",null,"16A 250V~, IP20, zaciski gwintowe","","",null,null,null,"ECRU",null,"","88 mm","82 mm","23 mm",null,null,"2025-05-08",null,"","https://www.ospel.pl/sites/all/pliki/import/image/podtynk/aria/ecru/gp-2uc_27.jpg","27.33.13.0","8536 69 90"]
[null,null,null,null,null,null,null,null,null,227,"GP-2UC/33","Gniazdo podwójne z uziemieniem z funkcją niezamienności faz, kompletne z ramką",33,1,"szt","PLN","23%","",5,null,null,null,null,"5907577484293",null,null,"ARIA",null,null,"",null,5,null,"https://www.ospel.pl/sites/all/pliki/import/image/podtynk/aria/czarny/gp-2uc_33.jpg","https://www.ospel.pl/sites/all/pliki/import/image/rysunki/aria/gniazdo_niezamiennosc_faz.pdf",null,"16A 250V~, IP20, zaciski gwintowe","","",null,null,null,"CZARNY METALIK",null,"","88 mm","82 mm","23 mm",null,null,"2025-05-08",null,"","https://www.ospel.pl/sites/all/pliki/import/image/podtynk/aria/czarny/gp-2uc_33.jpg","27.33.13.0","8536 69 90"]
[null,null,null,null,null,null,null,null,null,228,"GP-2UC/70","Gniazdo podwójne z uziemieniem z funkcją niezamienności faz, kompletne z ramką",33,1,"szt","PLN","23%","",5,null,null,null,null,"5907577485184",null,null,"ARIA",null,null,"",null,5,null,"https://www.ospel.pl/sites/all/pliki/import/image/podtynk/aria/szary_mat/gp-2uc_70.jpg","https://www.ospel.pl/sites/all/pliki/import/image/rysunki/aria/gniazdo_niezamiennosc_faz.pdf",null,"16A 250V~, IP20, zaciski gwintowe","","",null,null,null,"SZARY MAT",null,"","88 mm","82 mm","23 mm",null,null,"2025-05-08",null,"","https://www.ospel.pl/sites/all/pliki/import/image/podtynk/aria/szary_mat/gp-2uc_70.jpg","27.33.13.0","8536 69 90"]
[null,null,null,null,null,null,null,null,null,229,"GP-2UR/m/00","Gniazdo podwójne moduł bez ramki",16,1,"szt","PLN","23%","",10,null,null,null,null,"5907577482374",null,null,"ARIA",null,null,"",null,10,null,"https://www.ospel.pl/sites/all/pliki/import/image/podtynk/aria/bialy/gp-2ur_m_00.jpg","https://www.ospel.pl/sites/all/pliki/import/image/rysunki/aria/gniazdo_ramka.pdf",null,"16A 250V~, IP20, zaciski gwintowe","","",null,null,null,"BIAŁY",null,"0.075 kg","71 mm","71 mm","20 mm",null,null,"2025-05-08",null,"","https://www.ospel.pl/sites/all/pliki/import/image/podtynk/aria/bialy/gp-2ur_m_00.jpg","27.33.13.0","8536 69 90"]
[null,null,null,null,null,null,null,null,null,230,"GP-2UR/m/18","Gniazdo podwójne moduł bez ramki",24.8,1,"szt","PLN","23%","",4,null,null,null,null,"5907577483333",null,null,"ARIA",null,null,"",null,4,null,"https://www.ospel.pl/sites/all/pliki/import/image/podtynk/aria/srebro/gp-2ur_m_18.jpg","https://www.ospel.pl/sites/all/pliki/import/image/rysunki/aria/gniazdo_ramka.pdf",null,"16A 250V~, IP20, zaciski gwintowe","","",null,null,null,"SREBRO",null,"0.075 kg","71 mm","71 mm","20 mm",null,null,"2025-05-08",null,"","https://www.ospel.pl/sites/all/pliki/import/image/podtynk/aria/srebro/gp-2ur_m_18.jpg","27.33.13.0","8536 69 90"]
[null,null,null,null,null,null,null,null,null,231,"GP-2UR/m/27","Gniazdo podwójne moduł bez ramki",16,1,"szt","PLN","23%","",10,null,null,null,null,"5907577492083",null,null,"ARIA",null,null,"",null,10,null,"https://www.ospel.pl/sites/all/pliki/import/image/podtynk/aria/ecru/gp-2ur_m_27.jpg","https://www.ospel.pl/sites/all/pliki/import/image/rysunki/aria/gniazdo_ramka.pdf",null,"16A 250V~, IP20, zaciski gwintowe","","",null,null,null,"ECRU",null,"0.075 kg","71 mm","71 mm","20 mm",null,null,"2025-05-08",null,"","https://www.ospel.pl/sites/all/pliki/import/image/podtynk/aria/ecru/gp-2ur_m_27.jpg","27.33.13.0","8536 69 90"]
[null,null,null,null,null,null,null,null,null,232,"GP-2UR/m/33","Gniazdo podwójne moduł bez ramki",24.8,1,"szt","PLN","23%","",4,null,null,null,null,"5907577484224",null,null,"ARIA",null,null,"",null,4,null,"https://www.ospel.pl/sites/all/pliki/import/image/podtynk/aria/czarny/gp-2ur_m_33.jpg","https://www.ospel.pl/sites/all/pliki/import/image/rysunki/aria/gniazdo_ramka.pdf",null,"16A 250V~, IP20, zaciski gwintowe","","",null,null,null,"CZARNY METALIK",null,"0.075 kg","71 mm","71 mm","20 mm",null,null,"2025-05-08",null,"","https://www.ospel.pl/sites/all/pliki/import/image/podtynk/aria/czarny/gp-2ur_m_33.jpg","27.33.13.0","8536 69 90"]
[null,null,null,null,null,null,null,null,null,233,"GP-2UR/m/70","Gniazdo podwójne moduł bez ramki",24.8,1,"szt","PLN","23%","",4,null,null,null,null,"5907577485115",null,null,"ARIA",null,null,"",null,4,null,"https://www.ospel.pl/sites/all/pliki/import/image/podtynk/aria/szary_mat/gp-2ur_m_70.jpg","https://www.ospel.pl/sites/all/pliki/import/image/rysunki/aria/gniazdo_ramka.pdf",null,"16A 250V~, IP20, zaciski gwintowe","","",null,null,null,"SZARY MAT",null,"0.075 kg","71 mm","71 mm","20 mm",null,null,"2025-05-08",null,"","https://www.ospel.pl/sites/all/pliki/import/image/podtynk/aria/szary_mat/gp-2ur_m_70.jpg","27.33.13.0","8536 69 90"]
[null,null,null,null,null,null,null,null,null,234,"GP-2URAZ/m/00","Gniazdo podwójne z uziemieniem moduł bez ramki",18.3,1,"szt","PLN","23%","",10,null,null,null,null,"5906729004426",null,null,"ARIA",null,null,"",null,10,null,"https://www.ospel.pl/sites/all/pliki/import/image/podtynk/aria/bialy/gp-2urz_m_00.jpg","https://www.ospel.pl/sites/all/pliki/import/image/rysunki/aria/gniazdo_ramka.pdf",null,"16A/250~, IP-20, do ramek linii Prestige","","",null,null,null,"BIAŁY",null,"","71 mm","71 mm","20 mm",null,null,"2025-05-08",null,"","https://www.ospel.pl/sites/all/pliki/import/image/podtynk/aria/bialy/gp-2urz_m_00.jpg","27.33.13.0","8536 69 90"]
[null,null,null,null,null,null,null,null,null,235,"GP-2URAZ/m/18","Gniazdo podwójne z uziemieniem moduł bez ramki",28.6,1,"szt","PLN","23%","",4,null,null,null,null,"5906729004433",null,null,"ARIA",null,null,"",null,4,null,"https://www.ospel.pl/sites/all/pliki/import/image/podtynk/aria/srebro/gp-2urz_m_18.jpg","https://www.ospel.pl/sites/all/pliki/import/image/rysunki/aria/gniazdo_ramka.pdf",null,"16A/250~, IP-20, do ramek linii Prestige","","",null,null,null,"SREBRO",null,"","71 mm","71 mm","20 mm",null,null,"2025-05-08",null,"","https://www.ospel.pl/sites/all/pliki/import/image/podtynk/aria/srebro/gp-2urz_m_18.jpg","27.33.13.0","8536 69 90"]
[null,null,null,null,null,null,null,null,null,236,"GP-2URAZ/m/27","Gniazdo podwójne z uziemieniem moduł bez ramki",18.3,1,"szt","PLN","23%","",10,null,null,null,null,"5906729004440",null,null,"ARIA",null,null,"",null,10,null,"https://www.ospel.pl/sites/all/pliki/import/image/podtynk/aria/ecru/gp-2urz_m_27.jpg","https://www.ospel.pl/sites/all/pliki/import/image/rysunki/aria/gniazdo_ramka.pdf",null,"16A/250~, IP-20, do ramek linii Prestige","","",null,null,null,"ECRU",null,"","71 mm","71 mm","20 mm",null,null,"2025-05-08",null,"","https://www.ospel.pl/sites/all/pliki/import/image/podtynk/aria/ecru/gp-2urz_m_27.jpg","27.33.13.0","8536 69 90"]
[null,null,null,null,null,null,null,null,null,237,"GP-2URAZ/m/33","Gniazdo podwójne z uziemieniem moduł bez ramki",28.6,1,"szt","PLN","23%","",4,null,null,null,null,"5906729004457",null,null,"ARIA",null,null,"",null,4,null,"https://www.ospel.pl/sites/all/pliki/import/image/podtynk/aria/czarny/gp-2urz_m_33.jpg","https://www.ospel.pl/sites/all/pliki/import/image/rysunki/aria/gniazdo_ramka.pdf",null,"16A/250~, IP-20, do ramek linii Prestige","","",null,null,null,"CZARNY METALIK",null,"0.0995 kg","71 mm","71 mm","20 mm",null,null,"2025-05-08",null,"","https://www.ospel.pl/sites/all/pliki/import/image/podtynk/aria/czarny/gp-2urz_m_33.jpg","27.33.13.0","8536 69 90"]
[null,null,null,null,null,null,null,null,null,238,"GP-2URAZ/m/70","Gniazdo podwójne z uziemieniem moduł bez ramki",28.6,1,"szt","PLN","23%","",4,null,null,null,null,"5906729004464",null,null,"ARIA",null,null,"",null,4,null,"https://www.ospel.pl/sites/all/pliki/import/image/podtynk/aria/szary_mat/gp-2urz_m_70.jpg","https://www.ospel.pl/sites/all/pliki/import/image/rysunki/aria/gniazdo_ramka.pdf",null,"16A/250~, IP-20, do ramek linii Prestige","","",null,null,null,"SZARY MAT",null,"","71 mm","71 mm","20 mm",null,null,"2025-05-08",null,"","https://www.ospel.pl/sites/all/pliki/import/image/podtynk/aria/szary_mat/gp-2urz_m_70.jpg","27.33.13.0","8536 69 90"]
[null,null,null,null,null,null,null,null,null,239,"GP-2URAZP/m/00","Gniazdo podwójne z uziemieniem z przesłonami torów prądowych, moduł bez ramki",19.2,1,"szt","PLN","23%","",10,null,null,null,null,"5906729004471",null,null,"ARIA",null,null,"",null,10,null,"https://www.ospel.pl/sites/all/pliki/import/image/podtynk/aria/bialy/gp-2urzp_m_00.jpg","https://www.ospel.pl/sites/all/pliki/import/image/rysunki/aria/gniazdo_ramka.pdf",null,"16A/250~, IP-20, do ramek linii Prestige","","",null,null,null,"BIAŁY",null,"","71 mm","71 mm","20 mm",null,null,"2025-05-08",null,"","https://www.ospel.pl/sites/all/pliki/import/image/podtynk/aria/bialy/gp-2urzp_m_00.jpg","27.33.13.0","8536 69 90"]
[null,null,null,null,null,null,null,null,null,240,"GP-2URAZP/m/18","Gniazdo podwójne z uziemieniem z przesłonami torów prądowych, moduł bez ramki",29.8,1,"szt","PLN","23%","",4,null,null,null,null,"5906729004488",null,null,"ARIA",null,null,"",null,4,null,"https://www.ospel.pl/sites/all/pliki/import/image/podtynk/aria/srebro/gp-2urzp_m_18.jpg","https://www.ospel.pl/sites/all/pliki/import/image/rysunki/aria/gniazdo_ramka.pdf",null,"16A/250~, IP-20, do ramek linii Prestige","","",null,null,null,"SREBRO",null,"","71 mm","71 mm","20 mm",null,null,"2025-05-08",null,"","https://www.ospel.pl/sites/all/pliki/import/image/podtynk/aria/srebro/gp-2urzp_m_18.jpg","27.33.13.0","8536 69 90"]
[null,null,null,null,null,null,null,null,null,241,"GP-2URAZP/m/27","Gniazdo podwójne z uziemieniem z przesłonami torów prądowych, moduł bez ramki",19.2,1,"szt","PLN","23%","",10,null,null,null,null,"5906729004495",null,null,"ARIA",null,null,"",null,10,null,"https://www.ospel.pl/sites/all/pliki/import/image/podtynk/aria/ecru/gp-2urzp_m_27.jpg","https://www.ospel.pl/sites/all/pliki/import/image/rysunki/aria/gniazdo_ramka.pdf",null,"16A/250~, IP-20, do ramek linii Prestige","","",null,null,null,"ECRU",null,"","71 mm","71 mm","20 mm",null,null,"2025-05-08",null,"","https://www.ospel.pl/sites/all/pliki/import/image/podtynk/aria/ecru/gp-2urzp_m_27.jpg","27.33.13.0","8536 69 90"]
[null,null,null,null,null,null,null,null,null,242,"GP-2URAZP/m/33","Gniazdo podwójne z uziemieniem z przesłonami torów prądowych, moduł bez ramki",29.8,1,"szt","PLN","23%","",4,null,null,null,null,"5906729004501",null,null,"ARIA",null,null,"",null,4,null,"https://www.ospel.pl/sites/all/pliki/import/image/podtynk/aria/czarny/gp-2urzp_m_33.jpg","https://www.ospel.pl/sites/all/pliki/import/image/rysunki/aria/gniazdo_ramka.pdf",null,"16A/250~, IP-20, do ramek linii Prestige","","",null,null,null,"CZARNY METALIK",null,"","71 mm","71 mm","20 mm",null,null,"2025-05-08",null,"","https://www.ospel.pl/sites/all/pliki/import/image/podtynk/aria/czarny/gp-2urzp_m_33.jpg","27.33.13.0","8536 69 90"]
[null,null,null,null,null,null,null,null,null,243,"GP-2URAZP/m/70","Gniazdo podwójne z uziemieniem z przesłonami torów prądowych, moduł bez ramki",29.8,1,"szt","PLN","23%","",4,null,null,null,null,"5906729004518",null,null,"ARIA",null,null,"",null,4,null,"https://www.ospel.pl/sites/all/pliki/import/image/podtynk/aria/szary_mat/gp-2urzp_m_70.jpg","https://www.ospel.pl/sites/all/pliki/import/image/rysunki/aria/gniazdo_ramka.pdf",null,"16A/250~, IP-20, do ramek linii Prestige","","",null,null,null,"SZARY MAT",null,"","71 mm","71 mm","20 mm",null,null,"2025-05-08",null,"","https://www.ospel.pl/sites/all/pliki/import/image/podtynk/aria/szary_mat/gp-2urzp_m_70.jpg","27.33.13.0","8536 69 90"]
[null,null,null,null,null,null,null,null,null,244,"GP-2URZ/m/00","Gniazdo podwójne z uziemieniem moduł bez ramki",18.3,1,"szt","PLN","23%","",10,null,null,null,null,"5907577482398",null,null,"ARIA",null,null,"",null,10,null,"https://www.ospel.pl/sites/all/pliki/import/image/podtynk/aria/bialy/gp-2urz_m_00.jpg","https://www.ospel.pl/sites/all/pliki/import/image/rysunki/aria/gniazdo_ramka.pdf",null,"16A 250V~, IP20, zaciski gwintowe","","",null,null,null,"BIAŁY",null,"0.083 kg","71 mm","71 mm","20 mm",null,null,"2025-05-08",null,"","https://www.ospel.pl/sites/all/pliki/import/image/podtynk/aria/bialy/gp-2urz_m_00.jpg","27.33.13.0","8536 69 90"]
[null,null,null,null,null,null,null,null,null,245,"GP-2URZ/m/18","Gniazdo podwójne z uziemieniem moduł bez ramki",28.6,1,"szt","PLN","23%","",4,null,null,null,null,"5907577483357",null,null,"ARIA",null,null,"",null,4,null,"https://www.ospel.pl/sites/all/pliki/import/image/podtynk/aria/srebro/gp-2urz_m_18.jpg","https://www.ospel.pl/sites/all/pliki/import/image/rysunki/aria/gniazdo_ramka.pdf",null,"16A 250V~, IP20, zaciski gwintowe","","",null,null,null,"SREBRO",null,"0.083 kg","71 mm","71 mm","20 mm",null,null,"2025-05-08",null,"","https://www.ospel.pl/sites/all/pliki/import/image/podtynk/aria/srebro/gp-2urz_m_18.jpg","27.33.13.0","8536 69 90"]
[null,null,null,null,null,null,null,null,null,246,"GP-2URZ/m/27","Gniazdo podwójne z uziemieniem moduł bez ramki",18.3,1,"szt","PLN","23%","",10,null,null,null,null,"5907577492106",null,null,"ARIA",null,null,"",null,10,null,"https://www.ospel.pl/sites/all/pliki/import/image/podtynk/aria/ecru/gp-2urz_m_27.jpg","https://www.ospel.pl/sites/all/pliki/import/image/rysunki/aria/gniazdo_ramka.pdf",null,"16A 250V~, IP20, zaciski gwintowe","","",null,null,null,"ECRU",null,"0.083 kg","71 mm","71 mm","20 mm",null,null,"2025-05-08",null,"","https://www.ospel.pl/sites/all/pliki/import/image/podtynk/aria/ecru/gp-2urz_m_27.jpg","27.33.13.0","8536 69 90"]
[null,null,null,null,null,null,null,null,null,247,"GP-2URZ/m/33","Gniazdo podwójne z uziemieniem moduł bez ramki",28.6,1,"szt","PLN","23%","",4,null,null,null,null,"5907577484248",null,null,"ARIA",null,null,"",null,4,null,"https://www.ospel.pl/sites/all/pliki/import/image/podtynk/aria/czarny/gp-2urz_m_33.jpg","https://www.ospel.pl/sites/all/pliki/import/image/rysunki/aria/gniazdo_ramka.pdf",null,"16A 250V~, IP20, zaciski gwintowe","","",null,null,null,"CZARNY METALIK",null,"0.083 kg","71 mm","71 mm","20 mm",null,null,"2025-05-08",null,"","https://www.ospel.pl/sites/all/pliki/import/image/podtynk/aria/czarny/gp-2urz_m_33.jpg","27.33.13.0","8536 69 90"]
[null,null,null,null,null,null,null,null,null,248,"GP-2URZ/m/70","Gniazdo podwójne z uziemieniem moduł bez ramki",28.6,1,"szt","PLN","23%","",4,null,null,null,null,"5907577485139",null,null,"ARIA",null,null,"",null,4,null,"https://www.ospel.pl/sites/all/pliki/import/image/podtynk/aria/szary_mat/gp-2urz_m_70.jpg","https://www.ospel.pl/sites/all/pliki/import/image/rysunki/aria/gniazdo_ramka.pdf",null,"16A 250V~, IP20, zaciski gwintowe","","",null,null,null,"SZARY MAT",null,"0.083 kg","71 mm","71 mm","20 mm",null,null,"2025-05-08",null,"","https://www.ospel.pl/sites/all/pliki/import/image/podtynk/aria/szary_mat/gp-2urz_m_70.jpg","27.33.13.0","8536 69 90"]
[null,null,null,null,null,null,null,null,null,249,"GP-2URZP/m/00","Gniazdo podwójne z uziemieniem z przesłonami torów prądowych, moduł bez ramki",19.2,1,"szt","PLN","23%","",10,null,null,null,null,"5907577482404",null,null,"ARIA",null,null,"",null,10,null,"https://www.ospel.pl/sites/all/pliki/import/image/podtynk/aria/bialy/gp-2urzp_m_00.jpg","https://www.ospel.pl/sites/all/pliki/import/image/rysunki/aria/gniazdo_ramka.pdf",null,"16A 250V~, IP20, zaciski gwintowe","","",null,null,null,"BIAŁY",null,"0.085 kg","71 mm","71 mm","20 mm",null,null,"2025-05-08",null,"","https://www.ospel.pl/sites/all/pliki/import/image/podtynk/aria/bialy/gp-2urzp_m_00.jpg","27.33.13.0","8536 69 90"]
[null,null,null,null,null,null,null,null,null,250,"GP-2URZP/m/18","Gniazdo podwójne z uziemieniem z przesłonami torów prądowych, moduł bez ramki",29.8,1,"szt","PLN","23%","",4,null,null,null,null,"5907577483364",null,null,"ARIA",null,null,"",null,4,null,"https://www.ospel.pl/sites/all/pliki/import/image/podtynk/aria/srebro/gp-2urzp_m_18.jpg","https://www.ospel.pl/sites/all/pliki/import/image/rysunki/aria/gniazdo_ramka.pdf",null,"16A 250V~, IP20, zaciski gwintowe","","",null,null,null,"SREBRO",null,"0.085 kg","71 mm","71 mm","20 mm",null,null,"2025-05-08",null,"","https://www.ospel.pl/sites/all/pliki/import/image/podtynk/aria/srebro/gp-2urzp_m_18.jpg","27.33.13.0","8536 69 90"]
[null,null,null,null,null,null,null,null,null,251,"GP-2URZP/m/27","Gniazdo podwójne z uziemieniem z przesłonami torów prądowych, moduł bez ramki",19.2,1,"szt","PLN","23%","",10,null,null,null,null,"5907577492113",null,null,"ARIA",null,null,"",null,10,null,"https://www.ospel.pl/sites/all/pliki/import/image/podtynk/aria/ecru/gp-2urzp_m_27.jpg","https://www.ospel.pl/sites/all/pliki/import/image/rysunki/aria/gniazdo_ramka.pdf",null,"16A 250V~, IP20, zaciski gwintowe","","",null,null,null,"ECRU",null,"0.085 kg","71 mm","71 mm","20 mm",null,null,"2025-05-08",null,"","https://www.ospel.pl/sites/all/pliki/import/image/podtynk/aria/ecru/gp-2urzp_m_27.jpg","27.33.13.0","8536 69 90"]
[null,null,null,null,null,null,null,null,null,252,"GP-2URZP/m/33","Gniazdo podwójne z uziemieniem z przesłonami torów prądowych, moduł bez ramki",29.8,1,"szt","PLN","23%","",4,null,null,null,null,"5907577484255",null,null,"ARIA",null,null,"",null,4,null,"https://www.ospel.pl/sites/all/pliki/import/image/podtynk/aria/czarny/gp-2urzp_m_33.jpg","https://www.ospel.pl/sites/all/pliki/import/image/rysunki/aria/gniazdo_ramka.pdf",null,"16A 250V~, IP20, zaciski gwintowe","","",null,null,null,"CZARNY METALIK",null,"0.085 kg","71 mm","71 mm","20 mm",null,null,"2025-05-08",null,"","https://www.ospel.pl/sites/all/pliki/import/image/podtynk/aria/czarny/gp-2urzp_m_33.jpg","27.33.13.0","8536 69 90"]
[null,null,null,null,null,null,null,null,null,253,"GP-2URZP/m/70","Gniazdo podwójne z uziemieniem z przesłonami torów prądowych, moduł bez ramki",29.8,1,"szt","PLN","23%","",4,null,null,null,null,"5907577485146",null,null,"ARIA",null,null,"",null,4,null,"https://www.ospel.pl/sites/all/pliki/import/image/podtynk/aria/szary_mat/gp-2urzp_m_70.jpg","https://www.ospel.pl/sites/all/pliki/import/image/rysunki/aria/gniazdo_ramka.pdf",null,"16A 250V~, IP20, zaciski gwintowe","","",null,null,null,"SZARY MAT",null,"0.085 kg","71 mm","71 mm","20 mm",null,null,"2025-05-08",null,"","https://www.ospel.pl/sites/all/pliki/import/image/podtynk/aria/szary_mat/gp-2urzp_m_70.jpg","27.33.13.0","8536 69 90"]
[null,null,null,null,null,null,null,null,null,254,"GP-2US/00","Gniazdo podwójne z uziemieniem schuko kompletne z ramką",24.8,1,"szt","PLN","23%","",5,null,null,null,null,"5907577482411",null,null,"ARIA",null,null,"",null,5,null,"https://www.ospel.pl/sites/all/pliki/import/image/podtynk/aria/bialy/gp-2us_00.jpg","https://www.ospel.pl/sites/all/pliki/import/image/rysunki/aria/gniazdo_pod_schuko.pdf",null,"16A 250V~, IP20, zaciski gwintowe","","",null,null,null,"BIAŁY",null,"","88 mm","82 mm","22 mm",null,null,"2025-05-08",null,"","https://www.ospel.pl/sites/all/pliki/import/image/podtynk/aria/bialy/gp-2us_00.jpg","27.33.13.0","8536 69 90"]
[null,null,null,null,null,null,null,null,null,255,"GP-2US/18","Gniazdo podwójne z uziemieniem schuko kompletne z ramką",34.5,1,"szt","PLN","23%","",5,null,null,null,null,"5907577483371",null,null,"ARIA",null,null,"",null,5,null,"https://www.ospel.pl/sites/all/pliki/import/image/podtynk/aria/srebro/gp-2us_18.jpg","https://www.ospel.pl/sites/all/pliki/import/image/rysunki/aria/gniazdo_pod_schuko.pdf",null,"16A 250V~, IP20, zaciski gwintowe","","",null,null,null,"SREBRO",null,"","88 mm","82 mm","22 mm",null,null,"2025-05-08",null,"","https://www.ospel.pl/sites/all/pliki/import/image/podtynk/aria/srebro/gp-2us_18.jpg","27.33.13.0","8536 69 90"]
[null,null,null,null,null,null,null,null,null,256,"GP-2US/27","Gniazdo podwójne z uziemieniem schuko kompletne z ramką",24.8,1,"szt","PLN","23%","",5,null,null,null,null,"5907577492120",null,null,"ARIA",null,null,"",null,5,null,"https://www.ospel.pl/sites/all/pliki/import/image/podtynk/aria/ecru/gp-2us_27.jpg","https://www.ospel.pl/sites/all/pliki/import/image/rysunki/aria/gniazdo_pod_schuko.pdf",null,"16A 250V~, IP20, zaciski gwintowe","","",null,null,null,"ECRU",null,"","88 mm","82 mm","22 mm",null,null,"2025-05-08",null,"","https://www.ospel.pl/sites/all/pliki/import/image/podtynk/aria/ecru/gp-2us_27.jpg","27.33.13.0","8536 69 90"]
[null,null,null,null,null,null,null,null,null,257,"GP-2US/33","Gniazdo podwójne z uziemieniem schuko kompletne z ramką",34.5,1,"szt","PLN","23%","",5,null,null,null,null,"5907577484262",null,null,"ARIA",null,null,"",null,5,null,"https://www.ospel.pl/sites/all/pliki/import/image/podtynk/aria/czarny/gp-2us_33.jpg","https://www.ospel.pl/sites/all/pliki/import/image/rysunki/aria/gniazdo_pod_schuko.pdf",null,"16A 250V~, IP20, zaciski gwintowe","","",null,null,null,"CZARNY METALIK",null,"","88 mm","82 mm","22 mm",null,null,"2025-05-08",null,"","https://www.ospel.pl/sites/all/pliki/import/image/podtynk/aria/czarny/gp-2us_33.jpg","27.33.13.0","8536 69 90"]
[null,null,null,null,null,null,null,null,null,258,"GP-2US/70","Gniazdo podwójne z uziemieniem schuko kompletne z ramką",34.5,1,"szt","PLN","23%","",5,null,null,null,null,"5907577485153",null,null,"ARIA",null,null,"",null,5,null,"https://www.ospel.pl/sites/all/pliki/import/image/podtynk/aria/szary_mat/gp-2us_70.jpg","https://www.ospel.pl/sites/all/pliki/import/image/rysunki/aria/gniazdo_pod_schuko.pdf",null,"16A 250V~, IP20, zaciski gwintowe","","",null,null,null,"SZARY MAT",null,"","88 mm","82 mm","22 mm",null,null,"2025-05-08",null,"","https://www.ospel.pl/sites/all/pliki/import/image/podtynk/aria/szary_mat/gp-2us_70.jpg","27.33.13.0","8536 69 90"]
[null,null,null,null,null,null,null,null,null,259,"GP-2USP/00","Gniazdo podwójne z uziemieniem schuko z przesłonami torów prądowych, kompletne z ramką",26.8,1,"szt","PLN","23%","",5,null,null,null,null,"5907577482428",null,null,"ARIA",null,null,"",null,5,null,"https://www.ospel.pl/sites/all/pliki/import/image/podtynk/aria/bialy/gp-2usp_00.jpg","https://www.ospel.pl/sites/all/pliki/import/image/rysunki/aria/gniazdo_pod_schuko.pdf",null,"16A 250V~, IP20, zaciski gwintowe","","",null,null,null,"BIAŁY",null,"","88 mm","82 mm","22 mm",null,null,"2025-05-08",null,"","https://www.ospel.pl/sites/all/pliki/import/image/podtynk/aria/bialy/gp-2usp_00.jpg","27.33.13.0","8536 69 90"]
[null,null,null,null,null,null,null,null,null,260,"GP-2USP/18","Gniazdo podwójne z uziemieniem schuko z przesłonami torów prądowych, kompletne z ramką",36,1,"szt","PLN","23%","",5,null,null,null,null,"5907577483388",null,null,"ARIA",null,null,"",null,5,null,"https://www.ospel.pl/sites/all/pliki/import/image/podtynk/aria/srebro/gp-2usp_18.jpg","https://www.ospel.pl/sites/all/pliki/import/image/rysunki/aria/gniazdo_pod_schuko.pdf",null,"16A 250V~, IP20, zaciski gwintowe","","",null,null,null,"SREBRO",null,"","88 mm","82 mm","22 mm",null,null,"2025-05-08",null,"","https://www.ospel.pl/sites/all/pliki/import/image/podtynk/aria/srebro/gp-2usp_18.jpg","27.33.13.0","8536 69 90"]
[null,null,null,null,null,null,null,null,null,261,"GP-2USP/27","Gniazdo podwójne z uziemieniem schuko z przesłonami torów prądowych, kompletne z ramką",26.8,1,"szt","PLN","23%","",5,null,null,null,null,"5907577492137",null,null,"ARIA",null,null,"",null,5,null,"https://www.ospel.pl/sites/all/pliki/import/image/podtynk/aria/ecru/gp-2usp_27.jpg","https://www.ospel.pl/sites/all/pliki/import/image/rysunki/aria/gniazdo_pod_schuko.pdf",null,"16A 250V~, IP20, zaciski gwintowe","","",null,null,null,"ECRU",null,"","88 mm","82 mm","22 mm",null,null,"2025-05-08",null,"","https://www.ospel.pl/sites/all/pliki/import/image/podtynk/aria/ecru/gp-2usp_27.jpg","27.33.13.0","8536 69 90"]
[null,null,null,null,null,null,null,null,null,262,"GP-2USP/33","Gniazdo podwójne z uziemieniem schuko z przesłonami torów prądowych, kompletne z ramką",36,1,"szt","PLN","23%","",5,null,null,null,null,"5907577484279",null,null,"ARIA",null,null,"",null,5,null,"https://www.ospel.pl/sites/all/pliki/import/image/podtynk/aria/czarny/gp-2usp_33.jpg","https://www.ospel.pl/sites/all/pliki/import/image/rysunki/aria/gniazdo_pod_schuko.pdf",null,"16A 250V~, IP20, zaciski gwintowe","","",null,null,null,"CZARNY METALIK",null,"","88 mm","82 mm","22 mm",null,null,"2025-05-08",null,"","https://www.ospel.pl/sites/all/pliki/import/image/podtynk/aria/czarny/gp-2usp_33.jpg","27.33.13.0","8536 69 90"]
[null,null,null,null,null,null,null,null,null,263,"GP-2USP/70","Gniazdo podwójne z uziemieniem schuko z przesłonami torów prądowych, kompletne z ramką",36,1,"szt","PLN","23%","",5,null,null,null,null,"5907577485160",null,null,"ARIA",null,null,"",null,5,null,"https://www.ospel.pl/sites/all/pliki/import/image/podtynk/aria/szary_mat/gp-2usp_70.jpg","https://www.ospel.pl/sites/all/pliki/import/image/rysunki/aria/gniazdo_pod_schuko.pdf",null,"16A 250V~, IP20, zaciski gwintowe","","",null,null,null,"SZARY MAT",null,"","88 mm","82 mm","22 mm",null,null,"2025-05-08",null,"","https://www.ospel.pl/sites/all/pliki/import/image/podtynk/aria/szary_mat/gp-2usp_70.jpg","27.33.13.0","8536 69 90"]
[null,null,null,null,null,null,null,null,null,264,"GP-2UZ/00","Gniazdo podwójne z uziemieniem kompletne z ramką",21.1,1,"szt","PLN","23%","",10,null,null,null,null,"5907577482350",null,null,"ARIA",null,null,"",null,10,null,"https://www.ospel.pl/sites/all/pliki/import/image/podtynk/aria/bialy/gp-2uz_00.jpg","https://www.ospel.pl/sites/all/pliki/import/image/rysunki/aria/gniazdo_podwojne.pdf",null,"16A 250V~, IP20, zaciski gwintowe","","",null,null,null,"BIAŁY",null,"0.092 kg","82 mm","82 mm","27 mm",null,null,"2025-05-08",null,"","https://www.ospel.pl/sites/all/pliki/import/image/podtynk/aria/bialy/gp-2uz_00.jpg","27.33.13.0","8536 69 90"]
[null,null,null,null,null,null,null,null,null,265,"GP-2UZ/18","Gniazdo podwójne z uziemieniem kompletne z ramką",33,1,"szt","PLN","23%","",4,null,null,null,null,"5907577483319",null,null,"ARIA",null,null,"",null,4,null,"https://www.ospel.pl/sites/all/pliki/import/image/podtynk/aria/srebro/gp-2uz_18.jpg","https://www.ospel.pl/sites/all/pliki/import/image/rysunki/aria/gniazdo_podwojne.pdf",null,"16A 250V~, IP20, zaciski gwintowe","","",null,null,null,"SREBRO",null,"0.092 kg","82 mm","82 mm","27 mm",null,null,"2025-05-08",null,"","https://www.ospel.pl/sites/all/pliki/import/image/podtynk/aria/srebro/gp-2uz_18.jpg","27.33.13.0","8536 69 90"]
[null,null,null,null,null,null,null,null,null,266,"GP-2UZ/27","Gniazdo podwójne z uziemieniem kompletne z ramką",21.1,1,"szt","PLN","23%","",10,null,null,null,null,"5907577492069",null,null,"ARIA",null,null,"",null,10,null,"https://www.ospel.pl/sites/all/pliki/import/image/podtynk/aria/ecru/gp-2uz_27.jpg","https://www.ospel.pl/sites/all/pliki/import/image/rysunki/aria/gniazdo_podwojne.pdf",null,"16A 250V~, IP20, zaciski gwintowe","","",null,null,null,"ECRU",null,"0.092 kg","82 mm","82 mm","27 mm",null,null,"2025-05-08",null,"","https://www.ospel.pl/sites/all/pliki/import/image/podtynk/aria/ecru/gp-2uz_27.jpg","27.33.13.0","8536 69 90"]
[null,null,null,null,null,null,null,null,null,267,"GP-2UZ/33","Gniazdo podwójne z uziemieniem kompletne z ramką",33,1,"szt","PLN","23%","",4,null,null,null,null,"5907577484200",null,null,"ARIA",null,null,"",null,4,null,"https://www.ospel.pl/sites/all/pliki/import/image/podtynk/aria/czarny/gp-2uz_33.jpg","https://www.ospel.pl/sites/all/pliki/import/image/rysunki/aria/gniazdo_podwojne.pdf",null,"16A 250V~, IP20, zaciski gwintowe","","",null,null,null,"CZARNY METALIK",null,"0.092 kg","82 mm","82 mm","27 mm",null,null,"2025-05-08",null,"","https://www.ospel.pl/sites/all/pliki/import/image/podtynk/aria/czarny/gp-2uz_33.jpg","27.33.13.0","8536 69 90"]
[null,null,null,null,null,null,null,null,null,268,"GP-2UZ/70","Gniazdo podwójne z uziemieniem kompletne z ramką",33,1,"szt","PLN","23%","",4,null,null,null,null,"5907577485092",null,null,"ARIA",null,null,"",null,4,null,"https://www.ospel.pl/sites/all/pliki/import/image/podtynk/aria/szary_mat/gp-2uz_70.jpg","https://www.ospel.pl/sites/all/pliki/import/image/rysunki/aria/gniazdo_podwojne.pdf",null,"16A 250V~, IP20, zaciski gwintowe","","",null,null,null,"SZARY MAT",null,"0.092 kg","82 mm","82 mm","27 mm",null,null,"2025-05-08",null,"","https://www.ospel.pl/sites/all/pliki/import/image/podtynk/aria/szary_mat/gp-2uz_70.jpg","27.33.13.0","8536 69 90"]
[null,null,null,null,null,null,null,null,null,269,"GP-2UZP/00","Gniazdo podwójne z uziemieniem z przesłonami torów prądowych, kompletne z ramką",22.8,1,"szt","PLN","23%","",10,null,null,null,null,"5907577482367",null,null,"ARIA",null,null,"",null,10,null,"https://www.ospel.pl/sites/all/pliki/import/image/podtynk/aria/bialy/gp-2uzp_00.jpg","https://www.ospel.pl/sites/all/pliki/import/image/rysunki/aria/gniazdo_podwojne.pdf",null,"16A 250V~, IP20, zaciski gwintowe","","",null,null,null,"BIAŁY",null,"0.094 kg","82 mm","82 mm","27 mm",null,null,"2025-05-08",null,"","https://www.ospel.pl/sites/all/pliki/import/image/podtynk/aria/bialy/gp-2uzp_00.jpg","27.33.13.0","8536 69 90"]
[null,null,null,null,null,null,null,null,null,270,"GP-2UZP/18","Gniazdo podwójne z uziemieniem z przesłonami torów prądowych, kompletne z ramką",34.1,1,"szt","PLN","23%","",4,null,null,null,null,"5907577483326",null,null,"ARIA",null,null,"",null,4,null,"https://www.ospel.pl/sites/all/pliki/import/image/podtynk/aria/srebro/gp-2uzp_18.jpg","https://www.ospel.pl/sites/all/pliki/import/image/rysunki/aria/gniazdo_podwojne.pdf",null,"16A 250V~, IP20, zaciski gwintowe","","",null,null,null,"SREBRO",null,"0.094 kg","82 mm","82 mm","27 mm",null,null,"2025-05-08",null,"","https://www.ospel.pl/sites/all/pliki/import/image/podtynk/aria/srebro/gp-2uzp_18.jpg","27.33.13.0","8536 69 90"]
[null,null,null,null,null,null,null,null,null,271,"GP-2UZP/27","Gniazdo podwójne z uziemieniem z przesłonami torów prądowych, kompletne z ramką",22.8,1,"szt","PLN","23%","",10,null,null,null,null,"5907577492076",null,null,"ARIA",null,null,"",null,10,null,"https://www.ospel.pl/sites/all/pliki/import/image/podtynk/aria/ecru/gp-2uzp_27.jpg","https://www.ospel.pl/sites/all/pliki/import/image/rysunki/aria/gniazdo_podwojne.pdf",null,"16A 250V~, IP20, zaciski gwintowe","","",null,null,null,"ECRU",null,"0.094 kg","82 mm","82 mm","27 mm",null,null,"2025-05-08",null,"","https://www.ospel.pl/sites/all/pliki/import/image/podtynk/aria/ecru/gp-2uzp_27.jpg","27.33.13.0","8536 69 90"]
[null,null,null,null,null,null,null,null,null,272,"GP-2UZP/33","Gniazdo podwójne z uziemieniem z przesłonami torów prądowych, kompletne z ramką",34.1,1,"szt","PLN","23%","",4,null,null,null,null,"5907577484217",null,null,"ARIA",null,null,"",null,4,null,"https://www.ospel.pl/sites/all/pliki/import/image/podtynk/aria/czarny/gp-2uzp_33.jpg","https://www.ospel.pl/sites/all/pliki/import/image/rysunki/aria/gniazdo_podwojne.pdf",null,"16A 250V~, IP20, zaciski gwintowe","","",null,null,null,"CZARNY METALIK",null,"0.094 kg","82 mm","82 mm","27 mm",null,null,"2025-05-08",null,"","https://www.ospel.pl/sites/all/pliki/import/image/podtynk/aria/czarny/gp-2uzp_33.jpg","27.33.13.0","8536 69 90"]
[null,null,null,null,null,null,null,null,null,273,"GP-2UZP/70","Gniazdo podwójne z uziemieniem z przesłonami torów prądowych, kompletne z ramką",34.1,1,"szt","PLN","23%","",4,null,null,null,null,"5907577485108",null,null,"ARIA",null,null,"",null,4,null,"https://www.ospel.pl/sites/all/pliki/import/image/podtynk/aria/szary_mat/gp-2uzp_70.jpg","https://www.ospel.pl/sites/all/pliki/import/image/rysunki/aria/gniazdo_podwojne.pdf",null,"16A 250V~, IP20, zaciski gwintowe","","",null,null,null,"SZARY MAT",null,"0.094 kg","82 mm","82 mm","27 mm",null,null,"2025-05-08",null,"","https://www.ospel.pl/sites/all/pliki/import/image/podtynk/aria/szary_mat/gp-2uzp_70.jpg","27.33.13.0","8536 69 90"]
[null,null,null,null,null,null,null,null,null,274,"GP-3U/m/00","Gniazdo potrójne EURO",18.8,1,"szt","PLN","23%","",10,null,null,null,null,"5907577482435",null,null,"ARIA",null,null,"",null,10,null,"https://www.ospel.pl/sites/all/pliki/import/image/podtynk/aria/bialy/gp-3u_m_00.jpg","https://www.ospel.pl/sites/all/pliki/import/image/rysunki/aria/gniazdo_potrojne.pdf",null,"2,5A 250V~, IP20, zaciski gwintowe","","",null,null,null,"BIAŁY",null,"0.070 kg","71 mm","71 mm","26 mm",null,null,"2025-05-08",null,"","https://www.ospel.pl/sites/all/pliki/import/image/podtynk/aria/bialy/gp-3u_m_00.jpg","27.33.13.0","8536 69 90"]
[null,null,null,null,null,null,null,null,null,275,"GP-3U/m/18","Gniazdo potrójne EURO",26.4,1,"szt","PLN","23%","",4,null,null,null,null,"5907577483395",null,null,"ARIA",null,null,"",null,4,null,"https://www.ospel.pl/sites/all/pliki/import/image/podtynk/aria/srebro/gp-3u_m_18.jpg","https://www.ospel.pl/sites/all/pliki/import/image/rysunki/aria/gniazdo_potrojne.pdf",null,"2,5A 250V~, IP20, zaciski gwintowe","","",null,null,null,"SREBRO",null,"0.070 kg","71 mm","71 mm","26 mm",null,null,"2025-05-08",null,"","https://www.ospel.pl/sites/all/pliki/import/image/podtynk/aria/srebro/gp-3u_m_18.jpg","27.33.13.0","8536 69 90"]
[null,null,null,null,null,null,null,null,null,276,"GP-3U/m/27","Gniazdo potrójne EURO",18.8,1,"szt","PLN","23%","",10,null,null,null,null,"5907577492144",null,null,"ARIA",null,null,"",null,10,null,"https://www.ospel.pl/sites/all/pliki/import/image/podtynk/aria/ecru/gp-3u_m_27.jpg","https://www.ospel.pl/sites/all/pliki/import/image/rysunki/aria/gniazdo_potrojne.pdf",null,"2,5A 250V~, IP20, zaciski gwintowe","","",null,null,null,"ECRU",null,"0.070 kg","71 mm","71 mm","26 mm",null,null,"2025-05-08",null,"","https://www.ospel.pl/sites/all/pliki/import/image/podtynk/aria/ecru/gp-3u_m_27.jpg","27.33.13.0","8536 69 90"]
[null,null,null,null,null,null,null,null,null,277,"GP-3U/m/33","Gniazdo potrójne EURO",26.4,1,"szt","PLN","23%","",4,null,null,null,null,"5907577484286",null,null,"ARIA",null,null,"",null,4,null,"https://www.ospel.pl/sites/all/pliki/import/image/podtynk/aria/czarny/gp-3u_m_33.jpg","https://www.ospel.pl/sites/all/pliki/import/image/rysunki/aria/gniazdo_potrojne.pdf",null,"2,5A 250V~, IP20, zaciski gwintowe","","",null,null,null,"CZARNY METALIK",null,"0.070 kg","71 mm","71 mm","26 mm",null,null,"2025-05-08",null,"","https://www.ospel.pl/sites/all/pliki/import/image/podtynk/aria/czarny/gp-3u_m_33.jpg","27.33.13.0","8536 69 90"]
[null,null,null,null,null,null,null,null,null,278,"GP-3U/m/70","Gniazdo potrójne EURO",26.4,1,"szt","PLN","23%","",4,null,null,null,null,"5907577485177",null,null,"ARIA",null,null,"",null,4,null,"https://www.ospel.pl/sites/all/pliki/import/image/podtynk/aria/szary_mat/gp-3u_m_70.jpg","https://www.ospel.pl/sites/all/pliki/import/image/rysunki/aria/gniazdo_potrojne.pdf",null,"2,5A 250V~, IP20, zaciski gwintowe","","",null,null,null,"SZARY MAT",null,"0.070 kg","71 mm","71 mm","26 mm",null,null,"2025-05-08",null,"","https://www.ospel.pl/sites/all/pliki/import/image/podtynk/aria/szary_mat/gp-3u_m_70.jpg","27.33.13.0","8536 69 90"]
[null,null,null,null,null,null,null,null,null,279,"GP-3UP/m/00","Gniazdo potrójne EURO z przesłonami torów prądowych",20.9,1,"szt","PLN","23%","",10,null,null,null,null,"5907577485856",null,null,"ARIA",null,null,"",null,10,null,"https://www.ospel.pl/sites/all/pliki/import/image/podtynk/aria/bialy/gp-3up_m_00.jpg","https://www.ospel.pl/sites/all/pliki/import/image/rysunki/aria/gniazdo_potrojne.pdf",null,"2,5A 250V~, IP20, zaciski gwintowe","","",null,null,null,"BIAŁY",null,"0.072 kg","71 mm","71 mm","26 mm",null,null,"2025-05-08",null,"","https://www.ospel.pl/sites/all/pliki/import/image/podtynk/aria/bialy/gp-3up_m_00.jpg","27.33.13.0","8536 69 90"]
[null,null,null,null,null,null,null,null,null,280,"GP-3UP/m/18","Gniazdo potrójne EURO z przesłonami torów prądowych",28.1,1,"szt","PLN","23%","",4,null,null,null,null,"5907577485863",null,null,"ARIA",null,null,"",null,4,null,"https://www.ospel.pl/sites/all/pliki/import/image/podtynk/aria/srebro/gp-3up_m_18.jpg","https://www.ospel.pl/sites/all/pliki/import/image/rysunki/aria/gniazdo_potrojne.pdf",null,"2,5A 250V~, IP20, zaciski gwintowe","","",null,null,null,"SREBRO",null,"0.072 kg","71 mm","71 mm","26 mm",null,null,"2025-05-08",null,"","https://www.ospel.pl/sites/all/pliki/import/image/podtynk/aria/srebro/gp-3up_m_18.jpg","27.33.13.0","8536 69 90"]
[null,null,null,null,null,null,null,null,null,281,"GP-3UP/m/27","Gniazdo potrójne EURO z przesłonami torów prądowych",20.9,1,"szt","PLN","23%","",10,null,null,null,null,"5907577492687",null,null,"ARIA",null,null,"",null,10,null,"https://www.ospel.pl/sites/all/pliki/import/image/podtynk/aria/ecru/gp-3up_m_27.jpg","https://www.ospel.pl/sites/all/pliki/import/image/rysunki/aria/gniazdo_potrojne.pdf",null,"2,5A 250V~, IP20, zaciski gwintowe","","",null,null,null,"ECRU",null,"0.072 kg","71 mm","71 mm","26 mm",null,null,"2025-05-08",null,"","https://www.ospel.pl/sites/all/pliki/import/image/podtynk/aria/ecru/gp-3up_m_27.jpg","27.33.13.0","8536 69 90"]
[null,null,null,null,null,null,null,null,null,282,"GP-3UP/m/33","Gniazdo potrójne EURO z przesłonami torów prądowych",28.1,1,"szt","PLN","23%","",4,null,null,null,null,"5907577485870",null,null,"ARIA",null,null,"",null,4,null,"https://www.ospel.pl/sites/all/pliki/import/image/podtynk/aria/czarny/gp-3up_m_33.jpg","https://www.ospel.pl/sites/all/pliki/import/image/rysunki/aria/gniazdo_potrojne.pdf",null,"2,5A 250V~, IP20, zaciski gwintowe","","",null,null,null,"CZARNY METALIK",null,"0.072 kg","71 mm","71 mm","26 mm",null,null,"2025-05-08",null,"","https://www.ospel.pl/sites/all/pliki/import/image/podtynk/aria/czarny/gp-3up_m_33.jpg","27.33.13.0","8536 69 90"]
[null,null,null,null,null,null,null,null,null,283,"GP-3UP/m/70","Gniazdo potrójne EURO z przesłonami torów prądowych",28.1,1,"szt","PLN","23%","",4,null,null,null,null,"5907577485887",null,null,"ARIA",null,null,"",null,4,null,"https://www.ospel.pl/sites/all/pliki/import/image/podtynk/aria/szary_mat/gp-3up_m_70.jpg","https://www.ospel.pl/sites/all/pliki/import/image/rysunki/aria/gniazdo_potrojne.pdf",null,"2,5A 250V~, IP20, zaciski gwintowe","","",null,null,null,"SZARY MAT",null,"0.072 kg","71 mm","71 mm","26 mm",null,null,"2025-05-08",null,"","https://www.ospel.pl/sites/all/pliki/import/image/podtynk/aria/szary_mat/gp-3up_m_70.jpg","27.33.13.0","8536 69 90"]
[null,null,null,null,null,null,null,null,null,284,"GPA-10UP/m/00","Gniazdo RTV przelotowe 10-dB",58.5,1,"szt","PLN","23%","",10,null,null,null,null,"5907577482459",null,null,"ARIA",null,null,"",null,10,null,"https://www.ospel.pl/sites/all/pliki/import/image/podtynk/aria/bialy/gpa-10up_m_00.jpg","https://www.ospel.pl/sites/all/pliki/import/image/rysunki/aria/gniazda_rtv.pdf",null,"Współczynnik tłumienia 10dB","","",null,null,null,"BIAŁY",null,"0.105 kg","71 mm","71 mm","25 mm",null,null,"2025-05-08",null,"","https://www.ospel.pl/sites/all/pliki/import/image/podtynk/aria/bialy/gpa-10up_m_00.jpg","26.40.52.0","8517 18 00"]
[null,null,null,null,null,null,null,null,null,285,"GPA-10UP/m/18","Gniazdo RTV przelotowe 10-dB",68.599999999999994,1,"szt","PLN","23%","",4,null,null,null,null,"5907577483418",null,null,"ARIA",null,null,"",null,4,null,"https://www.ospel.pl/sites/all/pliki/import/image/podtynk/aria/srebro/gpa-10up_m_18.jpg","https://www.ospel.pl/sites/all/pliki/import/image/rysunki/aria/gniazda_rtv.pdf",null,"Współczynnik tłumienia 10dB","","",null,null,null,"SREBRO",null,"0.105 kg","71 mm","71 mm","25 mm",null,null,"2025-05-08",null,"","https://www.ospel.pl/sites/all/pliki/import/image/podtynk/aria/srebro/gpa-10up_m_18.jpg","26.40.52.0","8517 18 00"]
[null,null,null,null,null,null,null,null,null,286,"GPA-10UP/m/27","Gniazdo RTV przelotowe 10-dB",58.5,1,"szt","PLN","23%","",10,null,null,null,null,"5907577492168",null,null,"ARIA",null,null,"",null,10,null,"https://www.ospel.pl/sites/all/pliki/import/image/podtynk/aria/ecru/gpa-10up_m_27.jpg","https://www.ospel.pl/sites/all/pliki/import/image/rysunki/aria/gniazda_rtv.pdf",null,"Współczynnik tłumienia 10dB","","",null,null,null,"ECRU",null,"0.105 kg","71 mm","71 mm","25 mm",null,null,"2025-05-08",null,"","https://www.ospel.pl/sites/all/pliki/import/image/podtynk/aria/ecru/gpa-10up_m_27.jpg","26.40.52.0","8517 18 00"]
[null,null,null,null,null,null,null,null,null,287,"GPA-10UP/m/33","Gniazdo RTV przelotowe 10-dB",68.599999999999994,1,"szt","PLN","23%","",4,null,null,null,null,"5907577484309",null,null,"ARIA",null,null,"",null,4,null,"https://www.ospel.pl/sites/all/pliki/import/image/podtynk/aria/czarny/gpa-10up_m_33.jpg","https://www.ospel.pl/sites/all/pliki/import/image/rysunki/aria/gniazda_rtv.pdf",null,"Współczynnik tłumienia 10dB","","",null,null,null,"CZARNY METALIK",null,"0.105 kg","71 mm","71 mm","25 mm",null,null,"2025-05-08",null,"","https://www.ospel.pl/sites/all/pliki/import/image/podtynk/aria/czarny/gpa-10up_m_33.jpg","26.40.52.0","8517 18 00"]
[null,null,null,null,null,null,null,null,null,288,"GPA-10UP/m/70","Gniazdo RTV przelotowe 10-dB",68.599999999999994,1,"szt","PLN","23%","",4,null,null,null,null,"5907577485191",null,null,"ARIA",null,null,"",null,4,null,"https://www.ospel.pl/sites/all/pliki/import/image/podtynk/aria/szary_mat/gpa-10up_m_70.jpg","https://www.ospel.pl/sites/all/pliki/import/image/rysunki/aria/gniazda_rtv.pdf",null,"Współczynnik tłumienia 10dB","","",null,null,null,"SZARY MAT",null,"0.105 kg","71 mm","71 mm","25 mm",null,null,"2025-05-08",null,"","https://www.ospel.pl/sites/all/pliki/import/image/podtynk/aria/szary_mat/gpa-10up_m_70.jpg","26.40.52.0","8517 18 00"]
[null,null,null,null,null,null,null,null,null,289,"GPA-10UPZ/m/00","Gniazdo RTV zakończeniowe 10-dB",58.5,1,"szt","PLN","23%","",10,null,null,null,null,"5907577482466",null,null,"ARIA",null,null,"",null,10,null,"https://www.ospel.pl/sites/all/pliki/import/image/podtynk/aria/bialy/gpa-10up_m_00.jpg","https://www.ospel.pl/sites/all/pliki/import/image/rysunki/aria/gniazda_rtv.pdf",null,"Współczynnik tłumienia 10dB","","",null,null,null,"BIAŁY",null,"0.105 kg","71 mm","71 mm","25 mm",null,null,"2025-05-08",null,"","https://www.ospel.pl/sites/all/pliki/import/image/podtynk/aria/bialy/gpa-10up_m_00.jpg","26.40.52.0","8517 18 00"]
[null,null,null,null,null,null,null,null,null,290,"GPA-10UPZ/m/18","Gniazdo RTV zakończeniowe 10-dB",68.599999999999994,1,"szt","PLN","23%","",4,null,null,null,null,"5907577483425",null,null,"ARIA",null,null,"",null,4,null,"https://www.ospel.pl/sites/all/pliki/import/image/podtynk/aria/srebro/gpa-10up_m_18.jpg","https://www.ospel.pl/sites/all/pliki/import/image/rysunki/aria/gniazda_rtv.pdf",null,"Współczynnik tłumienia 10dB","","",null,null,null,"SREBRO",null,"0.105 kg","71 mm","71 mm","25 mm",null,null,"2025-05-08",null,"","https://www.ospel.pl/sites/all/pliki/import/image/podtynk/aria/srebro/gpa-10up_m_18.jpg","26.40.52.0","8517 18 00"]
[null,null,null,null,null,null,null,null,null,291,"GPA-10UPZ/m/27","Gniazdo RTV zakończeniowe 10-dB",58.5,1,"szt","PLN","23%","",10,null,null,null,null,"5907577492175",null,null,"ARIA",null,null,"",null,10,null,"https://www.ospel.pl/sites/all/pliki/import/image/podtynk/aria/ecru/gpa-10up_m_27.jpg","https://www.ospel.pl/sites/all/pliki/import/image/rysunki/aria/gniazda_rtv.pdf",null,"Współczynnik tłumienia 10dB","","",null,null,null,"ECRU",null,"0.105 kg","71 mm","71 mm","25 mm",null,null,"2025-05-08",null,"","https://www.ospel.pl/sites/all/pliki/import/image/podtynk/aria/ecru/gpa-10up_m_27.jpg","26.40.52.0","8517 18 00"]
[null,null,null,null,null,null,null,null,null,292,"GPA-10UPZ/m/33","Gniazdo RTV zakończeniowe 10-dB",68.599999999999994,1,"szt","PLN","23%","",4,null,null,null,null,"5907577484316",null,null,"ARIA",null,null,"",null,4,null,"https://www.ospel.pl/sites/all/pliki/import/image/podtynk/aria/czarny/gpa-10up_m_33.jpg","https://www.ospel.pl/sites/all/pliki/import/image/rysunki/aria/gniazda_rtv.pdf",null,"Współczynnik tłumienia 10dB","","",null,null,null,"CZARNY METALIK",null,"0.105 kg","71 mm","71 mm","25 mm",null,null,"2025-05-08",null,"","https://www.ospel.pl/sites/all/pliki/import/image/podtynk/aria/czarny/gpa-10up_m_33.jpg","26.40.52.0","8517 18 00"]
[null,null,null,null,null,null,null,null,null,293,"GPA-10UPZ/m/70","Gniazdo RTV zakończeniowe 10-dB",68.599999999999994,1,"szt","PLN","23%","",4,null,null,null,null,"5907577485207",null,null,"ARIA",null,null,"",null,4,null,"https://www.ospel.pl/sites/all/pliki/import/image/podtynk/aria/szary_mat/gpa-10up_m_70.jpg","https://www.ospel.pl/sites/all/pliki/import/image/rysunki/aria/gniazda_rtv.pdf",null,"Współczynnik tłumienia 10dB","","",null,null,null,"SZARY MAT",null,"0.105 kg","71 mm","71 mm","25 mm",null,null,"2025-05-08",null,"","https://www.ospel.pl/sites/all/pliki/import/image/podtynk/aria/szary_mat/gpa-10up_m_70.jpg","26.40.52.0","8517 18 00"]
[null,null,null,null,null,null,null,null,null,294,"GPA-14UP/m/00","Gniazdo RTV przelotowe 14-dB",58.5,1,"szt","PLN","23%","",10,null,null,null,null,"5907577482473",null,null,"ARIA",null,null,"",null,10,null,"https://www.ospel.pl/sites/all/pliki/import/image/podtynk/aria/bialy/gpa-10up_m_00.jpg","https://www.ospel.pl/sites/all/pliki/import/image/rysunki/aria/gniazda_rtv.pdf",null,"Współczynnik tłumienia 14dB","","",null,null,null,"BIAŁY",null,"0.105 kg","71 mm","71 mm","25 mm",null,null,"2025-05-08",null,"","https://www.ospel.pl/sites/all/pliki/import/image/podtynk/aria/bialy/gpa-10up_m_00.jpg","26.40.52.0","8517 18 00"]
[null,null,null,null,null,null,null,null,null,295,"GPA-14UP/m/18","Gniazdo RTV przelotowe 14-dB",68.599999999999994,1,"szt","PLN","23%","",4,null,null,null,null,"5907577483432",null,null,"ARIA",null,null,"",null,4,null,"https://www.ospel.pl/sites/all/pliki/import/image/podtynk/aria/srebro/gpa-10up_m_18.jpg","https://www.ospel.pl/sites/all/pliki/import/image/rysunki/aria/gniazda_rtv.pdf",null,"Współczynnik tłumienia 14dB","","",null,null,null,"SREBRO",null,"0.105 kg","71 mm","71 mm","25 mm",null,null,"2025-05-08",null,"","https://www.ospel.pl/sites/all/pliki/import/image/podtynk/aria/srebro/gpa-10up_m_18.jpg","26.40.52.0","8517 18 00"]
[null,null,null,null,null,null,null,null,null,296,"GPA-14UP/m/27","Gniazdo RTV przelotowe 14-dB",58.5,1,"szt","PLN","23%","",10,null,null,null,null,"5907577492182",null,null,"ARIA",null,null,"",null,10,null,"https://www.ospel.pl/sites/all/pliki/import/image/podtynk/aria/ecru/gpa-10up_m_27.jpg","https://www.ospel.pl/sites/all/pliki/import/image/rysunki/aria/gniazda_rtv.pdf",null,"Współczynnik tłumienia 14dB","","",null,null,null,"ECRU",null,"0.105 kg","71 mm","71 mm","25 mm",null,null,"2025-05-08",null,"","https://www.ospel.pl/sites/all/pliki/import/image/podtynk/aria/ecru/gpa-10up_m_27.jpg","26.40.52.0","8517 18 00"]
[null,null,null,null,null,null,null,null,null,297,"GPA-14UP/m/33","Gniazdo RTV przelotowe 14-dB",68.599999999999994,1,"szt","PLN","23%","",4,null,null,null,null,"5907577484323",null,null,"ARIA",null,null,"",null,4,null,"https://www.ospel.pl/sites/all/pliki/import/image/podtynk/aria/czarny/gpa-10up_m_33.jpg","https://www.ospel.pl/sites/all/pliki/import/image/rysunki/aria/gniazda_rtv.pdf",null,"Współczynnik tłumienia 14dB","","",null,null,null,"CZARNY METALIK",null,"0.105 kg","71 mm","71 mm","25 mm",null,null,"2025-05-08",null,"","https://www.ospel.pl/sites/all/pliki/import/image/podtynk/aria/czarny/gpa-10up_m_33.jpg","26.40.52.0","8517 18 00"]
[null,null,null,null,null,null,null,null,null,298,"GPA-14UP/m/70","Gniazdo RTV przelotowe 14-dB",68.599999999999994,1,"szt","PLN","23%","",4,null,null,null,null,"5907577485214",null,null,"ARIA",null,null,"",null,4,null,"https://www.ospel.pl/sites/all/pliki/import/image/podtynk/aria/szary_mat/gpa-10up_m_70.jpg","https://www.ospel.pl/sites/all/pliki/import/image/rysunki/aria/gniazda_rtv.pdf",null,"Współczynnik tłumienia 14dB","","",null,null,null,"SZARY MAT",null,"0.105 kg","71 mm","71 mm","25 mm",null,null,"2025-05-08",null,"","https://www.ospel.pl/sites/all/pliki/import/image/podtynk/aria/szary_mat/gpa-10up_m_70.jpg","26.40.52.0","8517 18 00"]
[null,null,null,null,null,null,null,null,null,299,"GPA-16UP/m/00","Gniazdo RTV przelotowe 16-dB",58.5,1,"szt","PLN","23%","",10,null,null,null,null,"5907577482480",null,null,"ARIA",null,null,"",null,10,null,"https://www.ospel.pl/sites/all/pliki/import/image/podtynk/aria/bialy/gpa-10up_m_00.jpg","https://www.ospel.pl/sites/all/pliki/import/image/rysunki/aria/gniazda_rtv.pdf",null,"Współczynnik tłumienia 16dB","","",null,null,null,"BIAŁY",null,"0.105 kg","71 mm","71 mm","25 mm",null,null,"2025-05-08",null,"","https://www.ospel.pl/sites/all/pliki/import/image/podtynk/aria/bialy/gpa-10up_m_00.jpg","26.40.52.0","8517 18 00"]
[null,null,null,null,null,null,null,null,null,300,"GPA-16UP/m/18","Gniazdo RTV przelotowe 16-dB",68.599999999999994,1,"szt","PLN","23%","",4,null,null,null,null,"5907577483449",null,null,"ARIA",null,null,"",null,4,null,"https://www.ospel.pl/sites/all/pliki/import/image/podtynk/aria/srebro/gpa-10up_m_18.jpg","https://www.ospel.pl/sites/all/pliki/import/image/rysunki/aria/gniazda_rtv.pdf",null,"Współczynnik tłumienia 16dB","","",null,null,null,"SREBRO",null,"0.105 kg","71 mm","71 mm","25 mm",null,null,"2025-05-08",null,"","https://www.ospel.pl/sites/all/pliki/import/image/podtynk/aria/srebro/gpa-10up_m_18.jpg","26.40.52.0","8517 18 00"]
[null,null,null,null,null,null,null,null,null,301,"GPA-16UP/m/27","Gniazdo RTV przelotowe 16-dB",58.5,1,"szt","PLN","23%","",10,null,null,null,null,"5907577492199",null,null,"ARIA",null,null,"",null,10,null,"https://www.ospel.pl/sites/all/pliki/import/image/podtynk/aria/ecru/gpa-10up_m_27.jpg","https://www.ospel.pl/sites/all/pliki/import/image/rysunki/aria/gniazda_rtv.pdf",null,"Współczynnik tłumienia 16dB","","",null,null,null,"ECRU",null,"0.105 kg","71 mm","71 mm","25 mm",null,null,"2025-05-08",null,"","https://www.ospel.pl/sites/all/pliki/import/image/podtynk/aria/ecru/gpa-10up_m_27.jpg","26.40.52.0","8517 18 00"]
[null,null,null,null,null,null,null,null,null,302,"GPA-16UP/m/33","Gniazdo RTV przelotowe 16-dB",68.599999999999994,1,"szt","PLN","23%","",4,null,null,null,null,"5907577484330",null,null,"ARIA",null,null,"",null,4,null,"https://www.ospel.pl/sites/all/pliki/import/image/podtynk/aria/czarny/gpa-10up_m_33.jpg","https://www.ospel.pl/sites/all/pliki/import/image/rysunki/aria/gniazda_rtv.pdf",null,"Współczynnik tłumienia 16dB","","",null,null,null,"CZARNY METALIK",null,"0.105 kg","71 mm","71 mm","25 mm",null,null,"2025-05-08",null,"","https://www.ospel.pl/sites/all/pliki/import/image/podtynk/aria/czarny/gpa-10up_m_33.jpg","26.40.52.0","8517 18 00"]
[null,null,null,null,null,null,null,null,null,303,"GPA-16UP/m/70","Gniazdo RTV przelotowe 16-dB",68.599999999999994,1,"szt","PLN","23%","",4,null,null,null,null,"5907577485221",null,null,"ARIA",null,null,"",null,4,null,"https://www.ospel.pl/sites/all/pliki/import/image/podtynk/aria/szary_mat/gpa-10up_m_70.jpg","https://www.ospel.pl/sites/all/pliki/import/image/rysunki/aria/gniazda_rtv.pdf",null,"Współczynnik tłumienia 16dB","","",null,null,null,"SZARY MAT",null,"0.105 kg","71 mm","71 mm","25 mm",null,null,"2025-05-08",null,"","https://www.ospel.pl/sites/all/pliki/import/image/podtynk/aria/szary_mat/gpa-10up_m_70.jpg","26.40.52.0","8517 18 00"]
[null,null,null,null,null,null,null,null,null,304,"GPA-1UF/m/00","Gniazdo antenowe typu F pojedyncze",24.8,1,"szt","PLN","23%","",10,null,null,null,null,"5907577482541",null,null,"ARIA",null,null,"",null,10,null,"https://www.ospel.pl/sites/all/pliki/import/image/podtynk/aria/bialy/gpa-1uf_m_00.jpg","https://www.ospel.pl/sites/all/pliki/import/image/rysunki/aria/gniazda_rtv.pdf",null,"","","",null,null,null,"BIAŁY",null,"0.060 kg","71 mm","71 mm","22 mm",null,null,"2025-05-08",null,"","https://www.ospel.pl/sites/all/pliki/import/image/podtynk/aria/bialy/gpa-1uf_m_00.jpg","26.40.52.0","8517 18 00"]
[null,null,null,null,null,null,null,null,null,305,"GPA-1UF/m/18","Gniazdo antenowe typu F pojedyncze",29.2,1,"szt","PLN","23%","",4,null,null,null,null,"5907577483500",null,null,"ARIA",null,null,"",null,4,null,"https://www.ospel.pl/sites/all/pliki/import/image/podtynk/aria/srebro/gpa-1uf_m_18.jpg","https://www.ospel.pl/sites/all/pliki/import/image/rysunki/aria/gniazda_rtv.pdf",null,"","","",null,null,null,"SREBRO",null,"0.060 kg","71 mm","71 mm","22 mm",null,null,"2025-05-08",null,"","https://www.ospel.pl/sites/all/pliki/import/image/podtynk/aria/srebro/gpa-1uf_m_18.jpg","26.40.52.0","8517 18 00"]
[null,null,null,null,null,null,null,null,null,306,"GPA-1UF/m/27","Gniazdo antenowe typu F pojedyncze",24.8,1,"szt","PLN","23%","",10,null,null,null,null,"5907577492250",null,null,"ARIA",null,null,"",null,10,null,"https://www.ospel.pl/sites/all/pliki/import/image/podtynk/aria/ecru/gpa-1uf_m_27.jpg","https://www.ospel.pl/sites/all/pliki/import/image/rysunki/aria/gniazda_rtv.pdf",null,"","","",null,null,null,"ECRU",null,"0.060 kg","71 mm","71 mm","22 mm",null,null,"2025-05-08",null,"","https://www.ospel.pl/sites/all/pliki/import/image/podtynk/aria/ecru/gpa-1uf_m_27.jpg","26.40.52.0","8517 18 00"]
[null,null,null,null,null,null,null,null,null,307,"GPA-1UF/m/33","Gniazdo antenowe typu F pojedyncze",29.2,1,"szt","PLN","23%","",4,null,null,null,null,"5907577484392",null,null,"ARIA",null,null,"",null,4,null,"https://www.ospel.pl/sites/all/pliki/import/image/podtynk/aria/czarny/gpa-1uf_m_33.jpg","https://www.ospel.pl/sites/all/pliki/import/image/rysunki/aria/gniazda_rtv.pdf",null,"","","",null,null,null,"CZARNY METALIK",null,"0.060 kg","71 mm","71 mm","22 mm",null,null,"2025-05-08",null,"","https://www.ospel.pl/sites/all/pliki/import/image/podtynk/aria/czarny/gpa-1uf_m_33.jpg","26.40.52.0","8517 18 00"]
[null,null,null,null,null,null,null,null,null,308,"GPA-1UF/m/70","Gniazdo antenowe typu F pojedyncze",29.2,1,"szt","PLN","23%","",4,null,null,null,null,"5907577485283",null,null,"ARIA",null,null,"",null,4,null,"https://www.ospel.pl/sites/all/pliki/import/image/podtynk/aria/szary_mat/gpa-1uf_m_70.jpg","https://www.ospel.pl/sites/all/pliki/import/image/rysunki/aria/gniazda_rtv.pdf",null,"","","",null,null,null,"SZARY MAT",null,"0.060 kg","71 mm","71 mm","22 mm",null,null,"2025-05-08",null,"","https://www.ospel.pl/sites/all/pliki/import/image/podtynk/aria/szary_mat/gpa-1uf_m_70.jpg","26.40.52.0","8517 18 00"]
[null,null,null,null,null,null,null,null,null,309,"GPA-2UF/m/00","Gniazdo antenowe typu F podwójne",31.7,1,"szt","PLN","23%","",10,null,null,null,null,"5907577482558",null,null,"ARIA",null,null,"",null,10,null,"https://www.ospel.pl/sites/all/pliki/import/image/podtynk/aria/bialy/gpa-2uf_m_00.jpg","https://www.ospel.pl/sites/all/pliki/import/image/rysunki/aria/gniazda_rtv.pdf",null,"","","",null,null,null,"BIAŁY",null,"0.070 kg","71 mm","71 mm","22 mm",null,null,"2025-05-08",null,"","https://www.ospel.pl/sites/all/pliki/import/image/podtynk/aria/bialy/gpa-2uf_m_00.jpg","26.40.52.0","8517 18 00"]
[null,null,null,null,null,null,null,null,null,310,"GPA-2UF/m/18","Gniazdo antenowe typu F podwójne",35.700000000000003,1,"szt","PLN","23%","",4,null,null,null,null,"5907577483517",null,null,"ARIA",null,null,"",null,4,null,"https://www.ospel.pl/sites/all/pliki/import/image/podtynk/aria/srebro/gpa-2uf_m_18.jpg","https://www.ospel.pl/sites/all/pliki/import/image/rysunki/aria/gniazda_rtv.pdf",null,"","","",null,null,null,"SREBRO",null,"0.070 kg","71 mm","71 mm","22 mm",null,null,"2025-05-08",null,"","https://www.ospel.pl/sites/all/pliki/import/image/podtynk/aria/srebro/gpa-2uf_m_18.jpg","26.40.52.0","8517 18 00"]
[null,null,null,null,null,null,null,null,null,311,"GPA-2UF/m/27","Gniazdo antenowe typu F podwójne",31.7,1,"szt","PLN","23%","",10,null,null,null,null,"5907577492267",null,null,"ARIA",null,null,"",null,10,null,"https://www.ospel.pl/sites/all/pliki/import/image/podtynk/aria/ecru/gpa-2uf_m_27.jpg","https://www.ospel.pl/sites/all/pliki/import/image/rysunki/aria/gniazda_rtv.pdf",null,"","","",null,null,null,"ECRU",null,"0.070 kg","71 mm","71 mm","22 mm",null,null,"2025-05-08",null,"","https://www.ospel.pl/sites/all/pliki/import/image/podtynk/aria/ecru/gpa-2uf_m_27.jpg","26.40.52.0","8517 18 00"]
[null,null,null,null,null,null,null,null,null,312,"GPA-2UF/m/33","Gniazdo antenowe typu F podwójne",35.700000000000003,1,"szt","PLN","23%","",4,null,null,null,null,"5907577484408",null,null,"ARIA",null,null,"",null,4,null,"https://www.ospel.pl/sites/all/pliki/import/image/podtynk/aria/czarny/gpa-2uf_m_33.jpg","https://www.ospel.pl/sites/all/pliki/import/image/rysunki/aria/gniazda_rtv.pdf",null,"","","",null,null,null,"CZARNY METALIK",null,"0.070 kg","71 mm","71 mm","22 mm",null,null,"2025-05-08",null,"","https://www.ospel.pl/sites/all/pliki/import/image/podtynk/aria/czarny/gpa-2uf_m_33.jpg","26.40.52.0","8517 18 00"]
[null,null,null,null,null,null,null,null,null,313,"GPA-2UF/m/70","Gniazdo antenowe typu F podwójne",35.700000000000003,1,"szt","PLN","23%","",4,null,null,null,null,"5907577485290",null,null,"ARIA",null,null,"",null,4,null,"https://www.ospel.pl/sites/all/pliki/import/image/podtynk/aria/szary_mat/gpa-2uf_m_70.jpg","https://www.ospel.pl/sites/all/pliki/import/image/rysunki/aria/gniazda_rtv.pdf",null,"","","",null,null,null,"SZARY MAT",null,"0.070 kg","71 mm","71 mm","22 mm",null,null,"2025-05-08",null,"","https://www.ospel.pl/sites/all/pliki/import/image/podtynk/aria/szary_mat/gpa-2uf_m_70.jpg","26.40.52.0","8517 18 00"]
[null,null,null,null,null,null,null,null,null,314,"GPA-U2S/m/00","Gniazdo RTV-SAT z dwoma wyjściami SAT",103.1,1,"szt","PLN","23%","",10,null,null,null,null,"5907577482534",null,null,"ARIA",null,null,"",null,10,null,"https://www.ospel.pl/sites/all/pliki/import/image/podtynk/aria/bialy/gpa-u2s_m_00.jpg","https://www.ospel.pl/sites/all/pliki/import/image/rysunki/aria/gniazda_rtv.pdf",null,"Współczynnik tłumienia 1,5dB","","",null,null,null,"BIAŁY",null,"0.115 kg","71 mm","71 mm","25 mm",null,null,"2025-05-08",null,"","https://www.ospel.pl/sites/all/pliki/import/image/podtynk/aria/bialy/gpa-u2s_m_00.jpg","26.40.52.0","8517 18 00"]
[null,null,null,null,null,null,null,null,null,315,"GPA-U2S/m/18","Gniazdo RTV-SAT z dwoma wyjściami SAT",108.1,1,"szt","PLN","23%","",4,null,null,null,null,"5907577483494",null,null,"ARIA",null,null,"",null,4,null,"https://www.ospel.pl/sites/all/pliki/import/image/podtynk/aria/srebro/gpa-u2s_m_18.jpg","https://www.ospel.pl/sites/all/pliki/import/image/rysunki/aria/gniazda_rtv.pdf",null,"Współczynnik tłumienia 1,5dB","","",null,null,null,"SREBRO",null,"0.115 kg","71 mm","71 mm","25 mm",null,null,"2025-05-08",null,"","https://www.ospel.pl/sites/all/pliki/import/image/podtynk/aria/srebro/gpa-u2s_m_18.jpg","26.40.52.0","8517 18 00"]
[null,null,null,null,null,null,null,null,null,316,"GPA-U2S/m/27","Gniazdo RTV-SAT z dwoma wyjściami SAT",103.1,1,"szt","PLN","23%","",10,null,null,null,null,"5907577492243",null,null,"ARIA",null,null,"",null,10,null,"https://www.ospel.pl/sites/all/pliki/import/image/podtynk/aria/ecru/gpa-u2s_m_27.jpg","https://www.ospel.pl/sites/all/pliki/import/image/rysunki/aria/gniazda_rtv.pdf",null,"Współczynnik tłumienia 1,5dB","","",null,null,null,"ECRU",null,"0.115 kg","71 mm","71 mm","25 mm",null,null,"2025-05-08",null,"","https://www.ospel.pl/sites/all/pliki/import/image/podtynk/aria/ecru/gpa-u2s_m_27.jpg","26.40.52.0","8517 18 00"]
[null,null,null,null,null,null,null,null,null,317,"GPA-U2S/m/33","Gniazdo RTV-SAT z dwoma wyjściami SAT",108.1,1,"szt","PLN","23%","",4,null,null,null,null,"5907577484385",null,null,"ARIA",null,null,"",null,4,null,"https://www.ospel.pl/sites/all/pliki/import/image/podtynk/aria/czarny/gpa-u2s_m_33.jpg","https://www.ospel.pl/sites/all/pliki/import/image/rysunki/aria/gniazda_rtv.pdf",null,"Współczynnik tłumienia 1,5dB","","",null,null,null,"CZARNY METALIK",null,"0.115 kg","71 mm","71 mm","25 mm",null,null,"2025-05-08",null,"","https://www.ospel.pl/sites/all/pliki/import/image/podtynk/aria/czarny/gpa-u2s_m_33.jpg","26.40.52.0","8517 18 00"]
[null,null,null,null,null,null,null,null,null,318,"GPA-U2S/m/70","Gniazdo RTV-SAT z dwoma wyjściami SAT",108.1,1,"szt","PLN","23%","",4,null,null,null,null,"5907577485276",null,null,"ARIA",null,null,"",null,4,null,"https://www.ospel.pl/sites/all/pliki/import/image/podtynk/aria/szary_mat/gpa-u2s_m_70.jpg","https://www.ospel.pl/sites/all/pliki/import/image/rysunki/aria/gniazda_rtv.pdf",null,"Współczynnik tłumienia 1,5dB","","",null,null,null,"SZARY MAT",null,"0.115 kg","71 mm","71 mm","25 mm",null,null,"2025-05-08",null,"","https://www.ospel.pl/sites/all/pliki/import/image/podtynk/aria/szary_mat/gpa-u2s_m_70.jpg","26.40.52.0","8517 18 00"]
[null,null,null,null,null,null,null,null,null,319,"GPA-UD/m/00","Gniazdo RTV-DATA",88.7,1,"szt","PLN","23%","",10,null,null,null,null,"5907577482527",null,null,"ARIA",null,null,"",null,10,null,"https://www.ospel.pl/sites/all/pliki/import/image/podtynk/aria/bialy/gpa-ud_m_00.jpg","https://www.ospel.pl/sites/all/pliki/import/image/rysunki/aria/gniazda_rtv.pdf",null,"Częstotliwość toru DATA 5÷862 MHz","","",null,null,null,"BIAŁY",null,"0.109 kg","71 mm","71 mm","25 mm",null,null,"2025-05-08",null,"","https://www.ospel.pl/sites/all/pliki/import/image/podtynk/aria/bialy/gpa-ud_m_00.jpg","26.40.52.0","8517 18 00"]
[null,null,null,null,null,null,null,null,null,320,"GPA-UD/m/18","Gniazdo RTV-DATA",92.9,1,"szt","PLN","23%","",4,null,null,null,null,"5907577483487",null,null,"ARIA",null,null,"",null,4,null,"https://www.ospel.pl/sites/all/pliki/import/image/podtynk/aria/srebro/gpa-ud_m_18.jpg","https://www.ospel.pl/sites/all/pliki/import/image/rysunki/aria/gniazda_rtv.pdf",null,"Częstotliwość toru DATA 5÷862 MHz","","",null,null,null,"SREBRO",null,"0.109 kg","71 mm","71 mm","25 mm",null,null,"2025-05-08",null,"","https://www.ospel.pl/sites/all/pliki/import/image/podtynk/aria/srebro/gpa-ud_m_18.jpg","26.40.52.0","8517 18 00"]
[null,null,null,null,null,null,null,null,null,321,"GPA-UD/m/27","Gniazdo RTV-DATA",88.7,1,"szt","PLN","23%","",10,null,null,null,null,"5907577492236",null,null,"ARIA",null,null,"",null,10,null,"https://www.ospel.pl/sites/all/pliki/import/image/podtynk/aria/ecru/gpa-ud_m_27.jpg","https://www.ospel.pl/sites/all/pliki/import/image/rysunki/aria/gniazda_rtv.pdf",null,"Częstotliwość toru DATA 5÷862 MHz","","",null,null,null,"ECRU",null,"0.109 kg","71 mm","71 mm","25 mm",null,null,"2025-05-08",null,"","https://www.ospel.pl/sites/all/pliki/import/image/podtynk/aria/ecru/gpa-ud_m_27.jpg","26.40.52.0","8517 18 00"]
[null,null,null,null,null,null,null,null,null,322,"GPA-UD/m/33","Gniazdo RTV-DATA",92.9,1,"szt","PLN","23%","",4,null,null,null,null,"5907577484378",null,null,"ARIA",null,null,"",null,4,null,"https://www.ospel.pl/sites/all/pliki/import/image/podtynk/aria/czarny/gpa-ud_m_33.jpg","https://www.ospel.pl/sites/all/pliki/import/image/rysunki/aria/gniazda_rtv.pdf",null,"Częstotliwość toru DATA 5÷862 MHz","","",null,null,null,"CZARNY METALIK",null,"0.109 kg","71 mm","71 mm","25 mm",null,null,"2025-05-08",null,"","https://www.ospel.pl/sites/all/pliki/import/image/podtynk/aria/czarny/gpa-ud_m_33.jpg","26.40.52.0","8517 18 00"]
[null,null,null,null,null,null,null,null,null,323,"GPA-UD/m/70","Gniazdo RTV-DATA",92.9,1,"szt","PLN","23%","",4,null,null,null,null,"5907577485269",null,null,"ARIA",null,null,"",null,4,null,"https://www.ospel.pl/sites/all/pliki/import/image/podtynk/aria/szary_mat/gpa-ud_m_70.jpg","https://www.ospel.pl/sites/all/pliki/import/image/rysunki/aria/gniazda_rtv.pdf",null,"Częstotliwość toru DATA 5÷862 MHz","","",null,null,null,"SZARY MAT",null,"0.109 kg","71 mm","71 mm","25 mm",null,null,"2025-05-08",null,"","https://www.ospel.pl/sites/all/pliki/import/image/podtynk/aria/szary_mat/gpa-ud_m_70.jpg","26.40.52.0","8517 18 00"]
[null,null,null,null,null,null,null,null,null,324,"GPA-UK/m/00","Gniazdo RTV końcowe",53.5,1,"szt","PLN","23%","",10,null,null,null,null,"5907577482497",null,null,"ARIA",null,null,"",null,10,null,"https://www.ospel.pl/sites/all/pliki/import/image/podtynk/aria/bialy/gpa-10up_m_00.jpg","https://www.ospel.pl/sites/all/pliki/import/image/rysunki/aria/gniazda_rtv.pdf",null,"Współczynnik tłumienia 2,5-3dB","","",null,null,null,"BIAŁY",null,"0.109 kg","71 mm","71 mm","25 mm",null,null,"2025-05-08",null,"","https://www.ospel.pl/sites/all/pliki/import/image/podtynk/aria/bialy/gpa-10up_m_00.jpg","26.40.52.0","8517 18 00"]
[null,null,null,null,null,null,null,null,null,325,"GPA-UK/m/18","Gniazdo RTV końcowe",57,1,"szt","PLN","23%","",4,null,null,null,null,"5907577483456",null,null,"ARIA",null,null,"",null,4,null,"https://www.ospel.pl/sites/all/pliki/import/image/podtynk/aria/srebro/gpa-10up_m_18.jpg","https://www.ospel.pl/sites/all/pliki/import/image/rysunki/aria/gniazda_rtv.pdf",null,"Współczynnik tłumienia 2,5-3dB","","",null,null,null,"SREBRO",null,"0.109 kg","71 mm","71 mm","25 mm",null,null,"2025-05-08",null,"","https://www.ospel.pl/sites/all/pliki/import/image/podtynk/aria/srebro/gpa-10up_m_18.jpg","26.40.52.0","8517 18 00"]
[null,null,null,null,null,null,null,null,null,326,"GPA-UK/m/27","Gniazdo RTV końcowe",53.5,1,"szt","PLN","23%","",10,null,null,null,null,"5907577492205",null,null,"ARIA",null,null,"",null,10,null,"https://www.ospel.pl/sites/all/pliki/import/image/podtynk/aria/ecru/gpa-10up_m_27.jpg","https://www.ospel.pl/sites/all/pliki/import/image/rysunki/aria/gniazda_rtv.pdf",null,"Współczynnik tłumienia 2,5-3dB","","",null,null,null,"ECRU",null,"0.109 kg","71 mm","71 mm","25 mm",null,null,"2025-05-08",null,"","https://www.ospel.pl/sites/all/pliki/import/image/podtynk/aria/ecru/gpa-10up_m_27.jpg","26.40.52.0","8517 18 00"]
[null,null,null,null,null,null,null,null,null,327,"GPA-UK/m/33","Gniazdo RTV końcowe",57,1,"szt","PLN","23%","",4,null,null,null,null,"5907577484347",null,null,"ARIA",null,null,"",null,4,null,"https://www.ospel.pl/sites/all/pliki/import/image/podtynk/aria/czarny/gpa-10up_m_33.jpg","https://www.ospel.pl/sites/all/pliki/import/image/rysunki/aria/gniazda_rtv.pdf",null,"Współczynnik tłumienia 2,5-3dB","","",null,null,null,"CZARNY METALIK",null,"0.109 kg","71 mm","71 mm","25 mm",null,null,"2025-05-08",null,"","https://www.ospel.pl/sites/all/pliki/import/image/podtynk/aria/czarny/gpa-10up_m_33.jpg","26.40.52.0","8517 18 00"]
[null,null,null,null,null,null,null,null,null,328,"GPA-UK/m/70","Gniazdo RTV końcowe",57,1,"szt","PLN","23%","",4,null,null,null,null,"5907577485238",null,null,"ARIA",null,null,"",null,4,null,"https://www.ospel.pl/sites/all/pliki/import/image/podtynk/aria/szary_mat/gpa-10up_m_70.jpg","https://www.ospel.pl/sites/all/pliki/import/image/rysunki/aria/gniazda_rtv.pdf",null,"Współczynnik tłumienia 2,5-3dB","","",null,null,null,"SZARY MAT",null,"0.109 kg","71 mm","71 mm","25 mm",null,null,"2025-05-08",null,"","https://www.ospel.pl/sites/all/pliki/import/image/podtynk/aria/szary_mat/gpa-10up_m_70.jpg","26.40.52.0","8517 18 00"]
[null,null,null,null,null,null,null,null,null,329,"GPA-US/m/00","Gniazdo RTV-SAT końcowe",79.900000000000006,1,"szt","PLN","23%","",10,null,null,null,null,"5907577482503",null,null,"ARIA",null,null,"",null,10,null,"https://www.ospel.pl/sites/all/pliki/import/image/podtynk/aria/bialy/gpa-us_m_00.jpg","https://www.ospel.pl/sites/all/pliki/import/image/rysunki/aria/gniazda_rtv.pdf",null,"Współczynnik tłumienia 1,5-2dB","","",null,null,null,"BIAŁY",null,"0.109 kg","71 mm","71 mm","25 mm",null,null,"2025-05-08",null,"","https://www.ospel.pl/sites/all/pliki/import/image/podtynk/aria/bialy/gpa-us_m_00.jpg","26.40.52.0","8517 18 00"]
[null,null,null,null,null,null,null,null,null,330,"GPA-US/m/18","Gniazdo RTV-SAT końcowe",81.7,1,"szt","PLN","23%","",4,null,null,null,null,"5907577483463",null,null,"ARIA",null,null,"",null,4,null,"https://www.ospel.pl/sites/all/pliki/import/image/podtynk/aria/srebro/gpa-us_m_18.jpg","https://www.ospel.pl/sites/all/pliki/import/image/rysunki/aria/gniazda_rtv.pdf",null,"Współczynnik tłumienia 1,5-2dB","","",null,null,null,"SREBRO",null,"0.109 kg","71 mm","71 mm","25 mm",null,null,"2025-05-08",null,"","https://www.ospel.pl/sites/all/pliki/import/image/podtynk/aria/srebro/gpa-us_m_18.jpg","26.40.52.0","8517 18 00"]
[null,null,null,null,null,null,null,null,null,331,"GPA-US/m/27","Gniazdo RTV-SAT końcowe",79.900000000000006,1,"szt","PLN","23%","",10,null,null,null,null,"5907577492212",null,null,"ARIA",null,null,"",null,10,null,"https://www.ospel.pl/sites/all/pliki/import/image/podtynk/aria/ecru/gpa-us_m_27.jpg","https://www.ospel.pl/sites/all/pliki/import/image/rysunki/aria/gniazda_rtv.pdf",null,"Współczynnik tłumienia 1,5-2dB","","",null,null,null,"ECRU",null,"0.109 kg","71 mm","71 mm","25 mm",null,null,"2025-05-08",null,"","https://www.ospel.pl/sites/all/pliki/import/image/podtynk/aria/ecru/gpa-us_m_27.jpg","26.40.52.0","8517 18 00"]
[null,null,null,null,null,null,null,null,null,332,"GPA-US/m/33","Gniazdo RTV-SAT końcowe",81.7,1,"szt","PLN","23%","",4,null,null,null,null,"5907577484354",null,null,"ARIA",null,null,"",null,4,null,"https://www.ospel.pl/sites/all/pliki/import/image/podtynk/aria/czarny/gpa-us_m_33.jpg","https://www.ospel.pl/sites/all/pliki/import/image/rysunki/aria/gniazda_rtv.pdf",null,"Współczynnik tłumienia 1,5-2dB","","",null,null,null,"CZARNY METALIK",null,"0.109 kg","71 mm","71 mm","25 mm",null,null,"2025-05-08",null,"","https://www.ospel.pl/sites/all/pliki/import/image/podtynk/aria/czarny/gpa-us_m_33.jpg","26.40.52.0","8517 18 00"]
[null,null,null,null,null,null,null,null,null,333,"GPA-US/m/70","Gniazdo RTV-SAT końcowe",81.7,1,"szt","PLN","23%","",4,null,null,null,null,"5907577485245",null,null,"ARIA",null,null,"",null,4,null,"https://www.ospel.pl/sites/all/pliki/import/image/podtynk/aria/szary_mat/gpa-us_m_70.jpg","https://www.ospel.pl/sites/all/pliki/import/image/rysunki/aria/gniazda_rtv.pdf",null,"Współczynnik tłumienia 1,5-2dB","","",null,null,null,"SZARY MAT",null,"0.109 kg","71 mm","71 mm","25 mm",null,null,"2025-05-08",null,"","https://www.ospel.pl/sites/all/pliki/import/image/podtynk/aria/szary_mat/gpa-us_m_70.jpg","26.40.52.0","8517 18 00"]
[null,null,null,null,null,null,null,null,null,334,"GPA-USP/m/00","Gniazdo RTV-SAT przelotowe",98.3,1,"szt","PLN","23%","",10,null,null,null,null,"5907577482510",null,null,"ARIA",null,null,"",null,10,null,"https://www.ospel.pl/sites/all/pliki/import/image/podtynk/aria/bialy/gpa-us_m_00.jpg","https://www.ospel.pl/sites/all/pliki/import/image/rysunki/aria/gniazda_rtv.pdf",null,"Współczynnik tłumienia 1,2dB","","",null,null,null,"BIAŁY",null,"0.109 kg","71 mm","71 mm","25 mm",null,null,"2025-05-08",null,"","https://www.ospel.pl/sites/all/pliki/import/image/podtynk/aria/bialy/gpa-us_m_00.jpg","26.40.52.0","8517 18 00"]
[null,null,null,null,null,null,null,null,null,335,"GPA-USP/m/18","Gniazdo RTV-SAT przelotowe",103.2,1,"szt","PLN","23%","",4,null,null,null,null,"5907577483470",null,null,"ARIA",null,null,"",null,4,null,"https://www.ospel.pl/sites/all/pliki/import/image/podtynk/aria/srebro/gpa-us_m_18.jpg","https://www.ospel.pl/sites/all/pliki/import/image/rysunki/aria/gniazda_rtv.pdf",null,"Współczynnik tłumienia 1,2dB","","",null,null,null,"SREBRO",null,"0.109 kg","71 mm","71 mm","25 mm",null,null,"2025-05-08",null,"","https://www.ospel.pl/sites/all/pliki/import/image/podtynk/aria/srebro/gpa-us_m_18.jpg","26.40.52.0","8517 18 00"]
[null,null,null,null,null,null,null,null,null,336,"GPA-USP/m/27","Gniazdo RTV-SAT przelotowe",98.3,1,"szt","PLN","23%","",10,null,null,null,null,"5907577492229",null,null,"ARIA",null,null,"",null,10,null,"https://www.ospel.pl/sites/all/pliki/import/image/podtynk/aria/ecru/gpa-us_m_27.jpg","https://www.ospel.pl/sites/all/pliki/import/image/rysunki/aria/gniazda_rtv.pdf",null,"Współczynnik tłumienia 1,2dB","","",null,null,null,"ECRU",null,"0.109 kg","71 mm","71 mm","25 mm",null,null,"2025-05-08",null,"","https://www.ospel.pl/sites/all/pliki/import/image/podtynk/aria/ecru/gpa-us_m_27.jpg","26.40.52.0","8517 18 00"]
[null,null,null,null,null,null,null,null,null,337,"GPA-USP/m/33","Gniazdo RTV-SAT przelotowe",103.2,1,"szt","PLN","23%","",4,null,null,null,null,"5907577484361",null,null,"ARIA",null,null,"",null,4,null,"https://www.ospel.pl/sites/all/pliki/import/image/podtynk/aria/czarny/gpa-us_m_33.jpg","https://www.ospel.pl/sites/all/pliki/import/image/rysunki/aria/gniazda_rtv.pdf",null,"Współczynnik tłumienia 1,2dB","","",null,null,null,"CZARNY METALIK",null,"0.109 kg","71 mm","71 mm","25 mm",null,null,"2025-05-08",null,"","https://www.ospel.pl/sites/all/pliki/import/image/podtynk/aria/czarny/gpa-us_m_33.jpg","26.40.52.0","8517 18 00"]
[null,null,null,null,null,null,null,null,null,338,"GPA-USP/m/70","Gniazdo RTV-SAT przelotowe",103.2,1,"szt","PLN","23%","",4,null,null,null,null,"5907577485252",null,null,"ARIA",null,null,"",null,4,null,"https://www.ospel.pl/sites/all/pliki/import/image/podtynk/aria/szary_mat/gpa-us_m_70.jpg","https://www.ospel.pl/sites/all/pliki/import/image/rysunki/aria/gniazda_rtv.pdf",null,"Współczynnik tłumienia 1,2dB","","",null,null,null,"SZARY MAT",null,"0.109 kg","71 mm","71 mm","25 mm",null,null,"2025-05-08",null,"","https://www.ospel.pl/sites/all/pliki/import/image/podtynk/aria/szary_mat/gpa-us_m_70.jpg","26.40.52.0","8517 18 00"]
[null,null,null,null,null,null,null,null,null,339,"GPE-1U/m/00","Gniazdo ekwipotencjalne pojedyncze",79.900000000000006,1,"szt","PLN","23%","",10,null,null,null,null,"5907577482695",null,null,"ARIA",null,null,"",null,10,null,"https://www.ospel.pl/sites/all/pliki/import/image/podtynk/aria/bialy/gpe-1u_m_00.jpg","",null,"","","",null,null,null,"BIAŁY",null,"","71 mm","71 mm","22 mm",null,null,"2025-05-08",null,"","https://www.ospel.pl/sites/all/pliki/import/image/podtynk/aria/bialy/gpe-1u_m_00.jpg","","8536 90 10"]
[null,null,null,null,null,null,null,null,null,340,"GPE-1U/m/18","Gniazdo ekwipotencjalne pojedyncze",86.7,1,"szt","PLN","23%","",4,null,null,null,null,"5907577483654",null,null,"ARIA",null,null,"",null,4,null,"https://www.ospel.pl/sites/all/pliki/import/image/podtynk/aria/srebro/gpe-1u_m_18.jpg","",null,"","","",null,null,null,"SREBRO",null,"","71 mm","71 mm","22 mm",null,null,"2025-05-08",null,"","https://www.ospel.pl/sites/all/pliki/import/image/podtynk/aria/srebro/gpe-1u_m_18.jpg","","8536 90 10"]
[null,null,null,null,null,null,null,null,null,341,"GPE-1U/m/27","Gniazdo ekwipotencjalne pojedyncze",79.900000000000006,1,"szt","PLN","23%","",10,null,null,null,null,"5907577492403",null,null,"ARIA",null,null,"",null,10,null,"https://www.ospel.pl/sites/all/pliki/import/image/podtynk/aria/ecru/gpe-1u_m_27.jpg","",null,"","","",null,null,null,"ECRU",null,"","71 mm","71 mm","22 mm",null,null,"2025-05-08",null,"","https://www.ospel.pl/sites/all/pliki/import/image/podtynk/aria/ecru/gpe-1u_m_27.jpg","","8536 90 10"]
[null,null,null,null,null,null,null,null,null,342,"GPE-1U/m/33","Gniazdo ekwipotencjalne pojedyncze",86.7,1,"szt","PLN","23%","",4,null,null,null,null,"5907577484545",null,null,"ARIA",null,null,"",null,4,null,"https://www.ospel.pl/sites/all/pliki/import/image/podtynk/aria/czarny/gpe-1u_m_33.jpg","",null,"","","",null,null,null,"CZARNY METALIK",null,"","71 mm","71 mm","22 mm",null,null,"2025-05-08",null,"","https://www.ospel.pl/sites/all/pliki/import/image/podtynk/aria/czarny/gpe-1u_m_33.jpg","","8536 90 10"]
[null,null,null,null,null,null,null,null,null,343,"GPE-1U/m/70","Gniazdo ekwipotencjalne pojedyncze",86.7,1,"szt","PLN","23%","",4,null,null,null,null,"5907577485436",null,null,"ARIA",null,null,"",null,4,null,"https://www.ospel.pl/sites/all/pliki/import/image/podtynk/aria/szary_mat/gpe-1u_m_70.jpg","",null,"","","",null,null,null,"SZARY MAT",null,"","71 mm","71 mm","22 mm",null,null,"2025-05-08",null,"","https://www.ospel.pl/sites/all/pliki/import/image/podtynk/aria/szary_mat/gpe-1u_m_70.jpg","","8536 90 10"]
[null,null,null,null,null,null,null,null,null,344,"GPE-2U/m/00","Gniazdo ekwipotencjalne podwójne",120.7,1,"szt","PLN","23%","",10,null,null,null,null,"5907577482701",null,null,"ARIA",null,null,"",null,10,null,"https://www.ospel.pl/sites/all/pliki/import/image/podtynk/aria/bialy/gpe-2u_m_00.jpg","",null,"","","",null,null,null,"BIAŁY",null,"","71 mm","71 mm","22 mm",null,null,"2025-05-08",null,"","https://www.ospel.pl/sites/all/pliki/import/image/podtynk/aria/bialy/gpe-2u_m_00.jpg","","8536 90 10"]
[null,null,null,null,null,null,null,null,null,345,"GPE-2U/m/18","Gniazdo ekwipotencjalne podwójne",127.4,1,"szt","PLN","23%","",4,null,null,null,null,"5907577483661",null,null,"ARIA",null,null,"",null,4,null,"https://www.ospel.pl/sites/all/pliki/import/image/podtynk/aria/srebro/gpe-2u_m_18.jpg","",null,"","","",null,null,null,"SREBRO",null,"","71 mm","71 mm","22 mm",null,null,"2025-05-08",null,"","https://www.ospel.pl/sites/all/pliki/import/image/podtynk/aria/srebro/gpe-2u_m_18.jpg","","8536 90 10"]
[null,null,null,null,null,null,null,null,null,346,"GPE-2U/m/27","Gniazdo ekwipotencjalne podwójne",120.7,1,"szt","PLN","23%","",10,null,null,null,null,"5907577492410",null,null,"ARIA",null,null,"",null,10,null,"https://www.ospel.pl/sites/all/pliki/import/image/podtynk/aria/ecru/gpe-2u_m_27.jpg","",null,"","","",null,null,null,"ECRU",null,"","71 mm","71 mm","22 mm",null,null,"2025-05-08",null,"","https://www.ospel.pl/sites/all/pliki/import/image/podtynk/aria/ecru/gpe-2u_m_27.jpg","","8536 90 10"]
[null,null,null,null,null,null,null,null,null,347,"GPE-2U/m/33","Gniazdo ekwipotencjalne podwójne",127.4,1,"szt","PLN","23%","",4,null,null,null,null,"5907577484552",null,null,"ARIA",null,null,"",null,4,null,"https://www.ospel.pl/sites/all/pliki/import/image/podtynk/aria/czarny/gpe-2u_m_33.jpg","",null,"","","",null,null,null,"CZARNY METALIK",null,"","71 mm","71 mm","22 mm",null,null,"2025-05-08",null,"","https://www.ospel.pl/sites/all/pliki/import/image/podtynk/aria/czarny/gpe-2u_m_33.jpg","","8536 90 10"]
[null,null,null,null,null,null,null,null,null,348,"GPE-2U/m/70","Gniazdo ekwipotencjalne podwójne",127.4,1,"szt","PLN","23%","",4,null,null,null,null,"5907577485443",null,null,"ARIA",null,null,"",null,4,null,"https://www.ospel.pl/sites/all/pliki/import/image/podtynk/aria/szary_mat/gpe-2u_m_70.jpg","",null,"","","",null,null,null,"SZARY MAT",null,"","71 mm","71 mm","22 mm",null,null,"2025-05-08",null,"","https://www.ospel.pl/sites/all/pliki/import/image/podtynk/aria/szary_mat/gpe-2u_m_70.jpg","","8536 90 10"]
[null,null,null,null,null,null,null,null,null,349,"GPH-1US/m/00/d","Gniazdo bryzgoszczelne z uziemieniem schuko IP-44 wieczko przezroczyste",26.7,1,"szt","PLN","23%","",10,null,null,null,null,"5907577482312",null,null,"ARIA",null,null,"",null,10,null,"https://www.ospel.pl/sites/all/pliki/import/image/podtynk/aria/bialy/gph-1us_m_00_d.jpg","https://www.ospel.pl/sites/all/pliki/import/image/rysunki/aria/gniazdo_pojedyncze_ip-44.pdf",null,"16A 250V~, IP44, zaciski gwintowe","","",null,null,null,"BIAŁY",null,"","71 mm","71 mm","28 mm",null,null,"2025-05-08",null,"","https://www.ospel.pl/sites/all/pliki/import/image/podtynk/aria/bialy/gph-1us_m_00_d.jpg","27.33.13.0","8536 69 90"]
[null,null,null,null,null,null,null,null,null,350,"GPH-1US/m/00/w","Gniazdo bryzgoszczelne z uziemieniem schuko IP-44 wieczko w kolorze wyrobu",26.7,1,"szt","PLN","23%","",10,null,null,null,null,"5907577497194",null,null,"ARIA",null,null,"",null,10,null,"https://www.ospel.pl/sites/all/pliki/import/image/podtynk/aria/bialy/gph-1uz_m_00_w.jpg","https://www.ospel.pl/sites/all/pliki/import/image/rysunki/aria/gniazdo_pojedyncze_ip-44.pdf",null,"16A 250V~, IP44, zaciski gwintowe","","",null,null,null,"BIAŁY",null,"","71 mm","71 mm","28 mm",null,null,"2025-05-08",null,"","https://www.ospel.pl/sites/all/pliki/import/image/podtynk/aria/bialy/gph-1uz_m_00_w.jpg","27.33.13.0","8536 69 90"]
[null,null,null,null,null,null,null,null,null,351,"GPH-1US/m/18/d","Gniazdo bryzgoszczelne z uziemieniem schuko IP-44 wieczko przezroczyste",34.200000000000003,1,"szt","PLN","23%","",4,null,null,null,null,"5907577483272",null,null,"ARIA",null,null,"",null,4,null,"https://www.ospel.pl/sites/all/pliki/import/image/podtynk/aria/srebro/gph-1us_m_18_d.jpg","https://www.ospel.pl/sites/all/pliki/import/image/rysunki/aria/gniazdo_pojedyncze_ip-44.pdf",null,"16A 250V~, IP44, zaciski gwintowe","","",null,null,null,"SREBRO",null,"","71 mm","71 mm","28 mm",null,null,"2025-05-08",null,"","https://www.ospel.pl/sites/all/pliki/import/image/podtynk/aria/srebro/gph-1us_m_18_d.jpg","27.33.13.0","8536 69 90"]
[null,null,null,null,null,null,null,null,null,352,"GPH-1US/m/27/d","Gniazdo bryzgoszczelne z uziemieniem schuko IP-44 wieczko przezroczyste",26.7,1,"szt","PLN","23%","",10,null,null,null,null,"5907577492021",null,null,"ARIA",null,null,"",null,10,null,"https://www.ospel.pl/sites/all/pliki/import/image/podtynk/aria/ecru/gph-1us_m_27_d.jpg","https://www.ospel.pl/sites/all/pliki/import/image/rysunki/aria/gniazdo_pojedyncze_ip-44.pdf",null,"16A 250V~, IP44, zaciski gwintowe","","",null,null,null,"ECRU",null,"","71 mm","71 mm","28 mm",null,null,"2025-05-08",null,"","https://www.ospel.pl/sites/all/pliki/import/image/podtynk/aria/ecru/gph-1us_m_27_d.jpg","27.33.13.0","8536 69 90"]
[null,null,null,null,null,null,null,null,null,353,"GPH-1US/m/33/d","Gniazdo bryzgoszczelne z uziemieniem schuko IP-44 wieczko przezroczyste",34.200000000000003,1,"szt","PLN","23%","",4,null,null,null,null,"5907577484163",null,null,"ARIA",null,null,"",null,4,null,"https://www.ospel.pl/sites/all/pliki/import/image/podtynk/aria/czarny/gph-1us_m_33_d.jpg","https://www.ospel.pl/sites/all/pliki/import/image/rysunki/aria/gniazdo_pojedyncze_ip-44.pdf",null,"16A 250V~, IP44, zaciski gwintowe","","",null,null,null,"CZARNY METALIK",null,"","71 mm","71 mm","28 mm",null,null,"2025-05-08",null,"","https://www.ospel.pl/sites/all/pliki/import/image/podtynk/aria/czarny/gph-1us_m_33_d.jpg","27.33.13.0","8536 69 90"]
[null,null,null,null,null,null,null,null,null,354,"GPH-1US/m/70/d","Gniazdo bryzgoszczelne z uziemieniem schuko IP-44 wieczko przezroczyste",34.200000000000003,1,"szt","PLN","23%","",4,null,null,null,null,"5907577485054",null,null,"ARIA",null,null,"",null,4,null,"https://www.ospel.pl/sites/all/pliki/import/image/podtynk/aria/szary_mat/gph-1us_m_70_d.jpg","https://www.ospel.pl/sites/all/pliki/import/image/rysunki/aria/gniazdo_pojedyncze_ip-44.pdf",null,"16A 250V~, IP44, zaciski gwintowe","","",null,null,null,"SZARY MAT",null,"","71 mm","71 mm","28 mm",null,null,"2025-05-08",null,"","https://www.ospel.pl/sites/all/pliki/import/image/podtynk/aria/szary_mat/gph-1us_m_70_d.jpg","27.33.13.0","8536 69 90"]
[null,null,null,null,null,null,null,null,null,355,"GPH-1USP/m/00/d","Gniazdo bryzgoszczelne z uziemieniem schuko IP-44 wieczko przezroczyste z przesłonami torów prądowych",27.3,1,"szt","PLN","23%","",10,null,null,null,null,"5907577482329",null,null,"ARIA",null,null,"",null,10,null,"https://www.ospel.pl/sites/all/pliki/import/image/podtynk/aria/bialy/gph-1usp_m_00_d.jpg","https://www.ospel.pl/sites/all/pliki/import/image/rysunki/aria/gniazdo_pojedyncze_ip-44.pdf",null,"16A 250V~, IP44, zaciski gwintowe","","",null,null,null,"BIAŁY",null,"","71 mm","71 mm","28 mm",null,null,"2025-05-08",null,"","https://www.ospel.pl/sites/all/pliki/import/image/podtynk/aria/bialy/gph-1usp_m_00_d.jpg","27.33.13.0","8536 69 90"]
[null,null,null,null,null,null,null,null,null,356,"GPH-1USP/m/18/d","Gniazdo bryzgoszczelne z uziemieniem schuko IP-44 z przesłonami torów prądowych wieczko przezroczyste",34.700000000000003,1,"szt","PLN","23%","",4,null,null,null,null,"5907577483289",null,null,"ARIA",null,null,"",null,4,null,"https://www.ospel.pl/sites/all/pliki/import/image/podtynk/aria/srebro/gph-1usp_m_18_d.jpg","https://www.ospel.pl/sites/all/pliki/import/image/rysunki/aria/gniazdo_pojedyncze_ip-44.pdf",null,"16A 250V~, IP44, zaciski gwintowe","","",null,null,null,"SREBRO",null,"","71 mm","71 mm","28 mm",null,null,"2025-05-08",null,"","https://www.ospel.pl/sites/all/pliki/import/image/podtynk/aria/srebro/gph-1usp_m_18_d.jpg","27.33.13.0","8536 69 90"]
[null,null,null,null,null,null,null,null,null,357,"GPH-1USP/m/27/d","Gniazdo bryzgoszczelne z uziemieniem schuko IP-44 wieczko przezroczyste z przesłonami torów prądowych",27.3,1,"szt","PLN","23%","",10,null,null,null,null,"5907577492038",null,null,"ARIA",null,null,"",null,10,null,"https://www.ospel.pl/sites/all/pliki/import/image/podtynk/aria/ecru/gph-1usp_m_27_d.jpg","https://www.ospel.pl/sites/all/pliki/import/image/rysunki/aria/gniazdo_pojedyncze_ip-44.pdf",null,"16A 250V~, IP44, zaciski gwintowe","","",null,null,null,"ECRU",null,"","71 mm","71 mm","28 mm",null,null,"2025-05-08",null,"","https://www.ospel.pl/sites/all/pliki/import/image/podtynk/aria/ecru/gph-1usp_m_27_d.jpg","27.33.13.0","8536 69 90"]
[null,null,null,null,null,null,null,null,null,358,"GPH-1USP/m/33/d","Gniazdo bryzgoszczelne z uziemieniem schuko IP-44 z przesłonami torów prądowych wieczko przezroczyste",34.700000000000003,1,"szt","PLN","23%","",4,null,null,null,null,"5907577484170",null,null,"ARIA",null,null,"",null,4,null,"https://www.ospel.pl/sites/all/pliki/import/image/podtynk/aria/czarny/gph-1usp_m_33_d.jpg","https://www.ospel.pl/sites/all/pliki/import/image/rysunki/aria/gniazdo_pojedyncze_ip-44.pdf",null,"16A 250V~, IP44, zaciski gwintowe","","",null,null,null,"CZARNY METALIK",null,"","71 mm","71 mm","28 mm",null,null,"2025-05-08",null,"","https://www.ospel.pl/sites/all/pliki/import/image/podtynk/aria/czarny/gph-1usp_m_33_d.jpg","27.33.13.0","8536 69 90"]
[null,null,null,null,null,null,null,null,null,359,"GPH-1USP/m/70/d","Gniazdo bryzgoszczelne z uziemieniem schuko IP-44 z przesłonami torów prądowych wieczko przezroczyste",34.700000000000003,1,"szt","PLN","23%","",4,null,null,null,null,"5907577485061",null,null,"ARIA",null,null,"",null,4,null,"https://www.ospel.pl/sites/all/pliki/import/image/podtynk/aria/szary_mat/gph-1usp_m_70_d.jpg","https://www.ospel.pl/sites/all/pliki/import/image/rysunki/aria/gniazdo_pojedyncze_ip-44.pdf",null,"16A 250V~, IP44, zaciski gwintowe","","",null,null,null,"SZARY MAT",null,"","71 mm","71 mm","28 mm",null,null,"2025-05-08",null,"","https://www.ospel.pl/sites/all/pliki/import/image/podtynk/aria/szary_mat/gph-1usp_m_70_d.jpg","27.33.13.0","8536 69 90"]
[null,null,null,null,null,null,null,null,null,360,"GPH-1UZ/m/00/d","Gniazdo bryzgoszczelne z uziemieniem IP-44 wieczko przezroczyste",24.8,1,"szt","PLN","23%","",10,null,null,null,null,"5907577482299",null,null,"ARIA",null,null,"",null,10,null,"https://www.ospel.pl/sites/all/pliki/import/image/podtynk/aria/bialy/gph-1uz_m_00_d.jpg","https://www.ospel.pl/sites/all/pliki/import/image/rysunki/aria/gniazdo_pojedyncze_ip-44.pdf",null,"16A 250V~, IP44, zaciski gwintowe","","",null,null,null,"BIAŁY",null,"0.087 kg","71 mm","71 mm","24 mm",null,null,"2025-05-08",null,"","https://www.ospel.pl/sites/all/pliki/import/image/podtynk/aria/bialy/gph-1uz_m_00_d.jpg","27.33.13.0","8536 69 90"]
[null,null,null,null,null,null,null,null,null,361,"GPH-1UZ/m/00/w","Gniazdo bryzgoszczelne z uziemieniem IP-44 wieczko w kolorze wyrobu",24.8,1,"szt","PLN","23%","",10,null,null,null,null,"5907577497088",null,null,"ARIA",null,null,"",null,10,null,"https://www.ospel.pl/sites/all/pliki/import/image/podtynk/aria/bialy/gph-1uz_m_00_w.jpg","https://www.ospel.pl/sites/all/pliki/import/image/rysunki/aria/gniazdo_pojedyncze_ip-44.pdf",null,"16A 250V~, IP44, zaciski gwintowe","","",null,null,null,"BIAŁY",null,"0.089 kg","71 mm","71 mm","24 mm",null,null,"2025-05-08",null,"","https://www.ospel.pl/sites/all/pliki/import/image/podtynk/aria/bialy/gph-1uz_m_00_w.jpg","27.33.13.0","8536 69 90"]
[null,null,null,null,null,null,null,null,null,362,"GPH-1UZ/m/18/d","Gniazdo bryzgoszczelne z uziemieniem IP-44 wieczko przezroczyste",32.4,1,"szt","PLN","23%","",4,null,null,null,null,"5907577483258",null,null,"ARIA",null,null,"",null,4,null,"https://www.ospel.pl/sites/all/pliki/import/image/podtynk/aria/srebro/gph-1uz_m_18_d.jpg","https://www.ospel.pl/sites/all/pliki/import/image/rysunki/aria/gniazdo_pojedyncze_ip-44.pdf",null,"16A 250V~, IP44, zaciski gwintowe","","",null,null,null,"SREBRO",null,"0.087 kg","71 mm","71 mm","24 mm",null,null,"2025-05-08",null,"","https://www.ospel.pl/sites/all/pliki/import/image/podtynk/aria/srebro/gph-1uz_m_18_d.jpg","27.33.13.0","8536 69 90"]
[null,null,null,null,null,null,null,null,null,363,"GPH-1UZ/m/27/d","Gniazdo bryzgoszczelne z uziemieniem IP-44 wieczko przezroczyste",24.8,1,"szt","PLN","23%","",10,null,null,null,null,"5907577492007",null,null,"ARIA",null,null,"",null,10,null,"https://www.ospel.pl/sites/all/pliki/import/image/podtynk/aria/ecru/gph-1uz_m_27_d.jpg","https://www.ospel.pl/sites/all/pliki/import/image/rysunki/aria/gniazdo_pojedyncze_ip-44.pdf",null,"16A 250V~, IP44, zaciski gwintowe","","",null,null,null,"ECRU",null,"0.087 kg","71 mm","71 mm","24 mm",null,null,"2025-05-08",null,"","https://www.ospel.pl/sites/all/pliki/import/image/podtynk/aria/ecru/gph-1uz_m_27_d.jpg","27.33.13.0","8536 69 90"]
[null,null,null,null,null,null,null,null,null,364,"GPH-1UZ/m/27/w","Gniazdo bryzgoszczelne z uziemieniem IP-44 wieczko w kolorze wyrobu",24.8,1,"szt","PLN","23%","",10,null,null,null,null,"5907577497101",null,null,"ARIA",null,null,"",null,10,null,"https://www.ospel.pl/sites/all/pliki/import/image/podtynk/aria/ecru/gph-1uz_m_27_w.jpg","https://www.ospel.pl/sites/all/pliki/import/image/rysunki/aria/gniazdo_pojedyncze_ip-44.pdf",null,"16A 250V~, IP44, zaciski gwintowe","","",null,null,null,"ECRU",null,"0.089 kg","71 mm","71 mm","24 mm",null,null,"2025-05-08",null,"","https://www.ospel.pl/sites/all/pliki/import/image/podtynk/aria/ecru/gph-1uz_m_27_w.jpg","27.33.13.0","8536 69 90"]
[null,null,null,null,null,null,null,null,null,365,"GPH-1UZ/m/33/d","Gniazdo bryzgoszczelne z uziemieniem IP-44 wieczko przezroczyste",32.4,1,"szt","PLN","23%","",4,null,null,null,null,"5907577484149",null,null,"ARIA",null,null,"",null,4,null,"https://www.ospel.pl/sites/all/pliki/import/image/podtynk/aria/czarny/gph-1uz_m_33_d.jpg","https://www.ospel.pl/sites/all/pliki/import/image/rysunki/aria/gniazdo_pojedyncze_ip-44.pdf",null,"16A 250V~, IP44, zaciski gwintowe","","",null,null,null,"CZARNY METALIK",null,"0.087 kg","71 mm","71 mm","24 mm",null,null,"2025-05-08",null,"","https://www.ospel.pl/sites/all/pliki/import/image/podtynk/aria/czarny/gph-1uz_m_33_d.jpg","27.33.13.0","8536 69 90"]
[null,null,null,null,null,null,null,null,null,366,"GPH-1UZ/m/70/d","Gniazdo bryzgoszczelne z uziemieniem IP-44 wieczko przezroczyste",32.4,1,"szt","PLN","23%","",4,null,null,null,null,"5907577485030",null,null,"ARIA",null,null,"",null,4,null,"https://www.ospel.pl/sites/all/pliki/import/image/podtynk/aria/szary_mat/gph-1uz_m_70_d.jpg","https://www.ospel.pl/sites/all/pliki/import/image/rysunki/aria/gniazdo_pojedyncze_ip-44.pdf",null,"16A 250V~, IP44, zaciski gwintowe","","",null,null,null,"SZARY MAT",null,"0.087 kg","71 mm","71 mm","24 mm",null,null,"2025-05-08",null,"","https://www.ospel.pl/sites/all/pliki/import/image/podtynk/aria/szary_mat/gph-1uz_m_70_d.jpg","27.33.13.0","8536 69 90"]
[null,null,null,null,null,null,null,null,null,367,"GPH-1UZP/m/00/d","Gniazdo bryzgoszczelne z uziemieniem IP-44 z przesłonami torów prądowych wieczko przezroczyste",25.6,1,"szt","PLN","23%","",10,null,null,null,null,"5907577482305",null,null,"ARIA",null,null,"",null,10,null,"https://www.ospel.pl/sites/all/pliki/import/image/podtynk/aria/bialy/gph-1uzp_m_00_d.jpg","https://www.ospel.pl/sites/all/pliki/import/image/rysunki/aria/gniazdo_pojedyncze_ip-44.pdf",null,"16A 250V~, IP44, zaciski gwintowe","","",null,null,null,"BIAŁY",null,"0.089 kg","71 mm","71 mm","24 mm",null,null,"2025-05-08",null,"","https://www.ospel.pl/sites/all/pliki/import/image/podtynk/aria/bialy/gph-1uzp_m_00_d.jpg","27.33.13.0","8536 69 90"]
[null,null,null,null,null,null,null,null,null,368,"GPH-1UZP/m/18/d","Gniazdo bryzgoszczelne z uziemieniem IP-44 z przesłonami torów prądowych wieczko przezroczyste",33.6,1,"szt","PLN","23%","",4,null,null,null,null,"5907577483265",null,null,"ARIA",null,null,"",null,4,null,"https://www.ospel.pl/sites/all/pliki/import/image/podtynk/aria/srebro/gph-1uzp_m_18_d.jpg","https://www.ospel.pl/sites/all/pliki/import/image/rysunki/aria/gniazdo_pojedyncze_ip-44.pdf",null,"16A 250V~, IP44, zaciski gwintowe","","",null,null,null,"SREBRO",null,"0.089 kg","71 mm","71 mm","24 mm",null,null,"2025-05-08",null,"","https://www.ospel.pl/sites/all/pliki/import/image/podtynk/aria/srebro/gph-1uzp_m_18_d.jpg","27.33.13.0","8536 69 90"]
[null,null,null,null,null,null,null,null,null,369,"GPH-1UZP/m/27/d","Gniazdo bryzgoszczelne z uziemieniem IP-44 z przesłonami torów prądowych wieczko przezroczyste",25.6,1,"szt","PLN","23%","",10,null,null,null,null,"5907577492014",null,null,"ARIA",null,null,"",null,10,null,"https://www.ospel.pl/sites/all/pliki/import/image/podtynk/aria/ecru/gph-1uzp_m_27_d.jpg","https://www.ospel.pl/sites/all/pliki/import/image/rysunki/aria/gniazdo_pojedyncze_ip-44.pdf",null,"16A 250V~, IP44, zaciski gwintowe","","",null,null,null,"ECRU",null,"0.089 kg","71 mm","71 mm","24 mm",null,null,"2025-05-08",null,"","https://www.ospel.pl/sites/all/pliki/import/image/podtynk/aria/ecru/gph-1uzp_m_27_d.jpg","27.33.13.0","8536 69 90"]
[null,null,null,null,null,null,null,null,null,370,"GPH-1UZP/m/33/d","Gniazdo bryzgoszczelne z uziemieniem IP-44 z przesłonami torów prądowych wieczko przezroczyste",33.6,1,"szt","PLN","23%","",4,null,null,null,null,"5907577484156",null,null,"ARIA",null,null,"",null,4,null,"https://www.ospel.pl/sites/all/pliki/import/image/podtynk/aria/czarny/gph-1uzp_m_33_d.jpg","https://www.ospel.pl/sites/all/pliki/import/image/rysunki/aria/gniazdo_pojedyncze_ip-44.pdf",null,"16A 250V~, IP44, zaciski gwintowe","","",null,null,null,"CZARNY METALIK",null,"0.089 kg","71 mm","71 mm","24 mm",null,null,"2025-05-08",null,"","https://www.ospel.pl/sites/all/pliki/import/image/podtynk/aria/czarny/gph-1uzp_m_33_d.jpg","27.33.13.0","8536 69 90"]
[null,null,null,null,null,null,null,null,null,371,"GPH-1UZP/m/70/d","Gniazdo bryzgoszczelne z uziemieniem IP-44 z przesłonami torów prądowych wieczko przezroczyste",33.6,1,"szt","PLN","23%","",4,null,null,null,null,"5907577485047",null,null,"ARIA",null,null,"",null,4,null,"https://www.ospel.pl/sites/all/pliki/import/image/podtynk/aria/szary_mat/gph-1uzp_m_70_d.jpg","https://www.ospel.pl/sites/all/pliki/import/image/rysunki/aria/gniazdo_pojedyncze_ip-44.pdf",null,"16A 250V~, IP44, zaciski gwintowe","","",null,null,null,"SZARY MAT",null,"0.089 kg","71 mm","71 mm","24 mm",null,null,"2025-05-08",null,"","https://www.ospel.pl/sites/all/pliki/import/image/podtynk/aria/szary_mat/gph-1uzp_m_70_d.jpg","27.33.13.0","8536 69 90"]
[null,null,null,null,null,null,null,null,null,372,"GPK-1U/K/m/00","Gniazdo komputerowe pojedyncze, kat. 5e MMC",54.1,1,"szt","PLN","23%","",10,null,null,null,null,"5907577482596",null,null,"ARIA",null,null,"",null,10,null,"https://www.ospel.pl/sites/all/pliki/import/image/podtynk/aria/bialy/gpk-1u_k_m_00.jpg","https://www.ospel.pl/sites/all/pliki/import/image/rysunki/aria/gniazdo_tel_komp.pdf",null,"Złącze IDC","","",null,null,null,"BIAŁY",null,"0.058 kg","71 mm","71 mm","22 mm",null,null,"2025-05-08",null,"","https://www.ospel.pl/sites/all/pliki/import/image/podtynk/aria/bialy/gpk-1u_k_m_00.jpg","26.30.30.0","8517 18 00"]
[null,null,null,null,null,null,null,null,null,373,"GPK-1U/K/m/18","Gniazdo komputerowe pojedyncze, kat. 5e MMC",59.7,1,"szt","PLN","23%","",4,null,null,null,null,"5907577483555",null,null,"ARIA",null,null,"",null,4,null,"https://www.ospel.pl/sites/all/pliki/import/image/podtynk/aria/srebro/gpk-1u_k_m_18.jpg","https://www.ospel.pl/sites/all/pliki/import/image/rysunki/aria/gniazdo_tel_komp.pdf",null,"Złącze IDC","","",null,null,null,"SREBRO",null,"0.058 kg","71 mm","71 mm","22 mm",null,null,"2025-05-08",null,"","https://www.ospel.pl/sites/all/pliki/import/image/podtynk/aria/srebro/gpk-1u_k_m_18.jpg","26.30.30.0","8517 18 00"]
[null,null,null,null,null,null,null,null,null,374,"GPK-1U/K/m/27","Gniazdo komputerowe pojedyncze, kat. 5e MMC",54.1,1,"szt","PLN","23%","",10,null,null,null,null,"5907577492304",null,null,"ARIA",null,null,"",null,10,null,"https://www.ospel.pl/sites/all/pliki/import/image/podtynk/aria/ecru/gpk-1u_k_m_27.jpg","https://www.ospel.pl/sites/all/pliki/import/image/rysunki/aria/gniazdo_tel_komp.pdf",null,"Złącze IDC","","",null,null,null,"ECRU",null,"0.058 kg","71 mm","71 mm","22 mm",null,null,"2025-05-08",null,"","https://www.ospel.pl/sites/all/pliki/import/image/podtynk/aria/ecru/gpk-1u_k_m_27.jpg","26.30.30.0","8517 18 00"]
[null,null,null,null,null,null,null,null,null,375,"GPK-1U/K/m/33","Gniazdo komputerowe pojedyncze, kat. 5e MMC",59.7,1,"szt","PLN","23%","",4,null,null,null,null,"5907577484446",null,null,"ARIA",null,null,"",null,4,null,"https://www.ospel.pl/sites/all/pliki/import/image/podtynk/aria/czarny/gpk-1u_k_m_33.jpg","https://www.ospel.pl/sites/all/pliki/import/image/rysunki/aria/gniazdo_tel_komp.pdf",null,"Złącze IDC","","",null,null,null,"CZARNY METALIK",null,"0.058 kg","71 mm","71 mm","22 mm",null,null,"2025-05-08",null,"","https://www.ospel.pl/sites/all/pliki/import/image/podtynk/aria/czarny/gpk-1u_k_m_33.jpg","26.30.30.0","8517 18 00"]
[null,null,null,null,null,null,null,null,null,376,"GPK-1U/K/m/70","Gniazdo komputerowe pojedyncze, kat. 5e MMC",59.7,1,"szt","PLN","23%","",4,null,null,null,null,"5907577485337",null,null,"ARIA",null,null,"",null,4,null,"https://www.ospel.pl/sites/all/pliki/import/image/podtynk/aria/szary_mat/gpk-1u_k_m_70.jpg","https://www.ospel.pl/sites/all/pliki/import/image/rysunki/aria/gniazdo_tel_komp.pdf",null,"Złącze IDC","","",null,null,null,"SZARY MAT",null,"0.058 kg","71 mm","71 mm","22 mm",null,null,"2025-05-08",null,"","https://www.ospel.pl/sites/all/pliki/import/image/podtynk/aria/szary_mat/gpk-1u_k_m_70.jpg","26.30.30.0","8517 18 00"]
[null,null,null,null,null,null,null,null,null,377,"GPK-1U/p/00","Obudowa gniazda pojedynczego typu Keystone prosta",11,1,"szt","PLN","23%","",10,null,null,null,null,"5907577482602",null,null,"ARIA",null,null,"",null,10,null,"https://www.ospel.pl/sites/all/pliki/import/image/podtynk/aria/bialy/gpk-1u_p_00.jpg","",null,"","","",null,null,null,"BIAŁY",null,"0.050 kg","71 mm","71 mm","22 mm",null,null,"2025-05-08",null,"","https://www.ospel.pl/sites/all/pliki/import/image/podtynk/aria/bialy/gpk-1u_p_00.jpg","26.30.30.0","8517 18 00"]
[null,null,null,null,null,null,null,null,null,378,"GPK-1U/p/18","Obudowa gniazda pojedynczego typu Keystone prosta",16.399999999999999,1,"szt","PLN","23%","",4,null,null,null,null,"5907577483562",null,null,"ARIA",null,null,"",null,4,null,"https://www.ospel.pl/sites/all/pliki/import/image/podtynk/aria/srebro/gpk-1u_p_18.jpg","",null,"","","",null,null,null,"SREBRO",null,"0.050 kg","71 mm","71 mm","22 mm",null,null,"2025-05-08",null,"","https://www.ospel.pl/sites/all/pliki/import/image/podtynk/aria/srebro/gpk-1u_p_18.jpg","26.30.30.0","8517 18 00"]
[null,null,null,null,null,null,null,null,null,379,"GPK-1U/p/27","Obudowa gniazda pojedynczego typu Keystone prosta",11,1,"szt","PLN","23%","",10,null,null,null,null,"5907577492311",null,null,"ARIA",null,null,"",null,10,null,"https://www.ospel.pl/sites/all/pliki/import/image/podtynk/aria/ecru/gpk-1u_p_27.jpg","",null,"","","",null,null,null,"ECRU",null,"0.050 kg","71 mm","71 mm","22 mm",null,null,"2025-05-08",null,"","https://www.ospel.pl/sites/all/pliki/import/image/podtynk/aria/ecru/gpk-1u_p_27.jpg","26.30.30.0","8517 18 00"]
[null,null,null,null,null,null,null,null,null,380,"GPK-1U/p/33","Obudowa gniazda pojedynczego typu Keystone prosta",16.399999999999999,1,"szt","PLN","23%","",4,null,null,null,null,"5907577484453",null,null,"ARIA",null,null,"",null,4,null,"https://www.ospel.pl/sites/all/pliki/import/image/podtynk/aria/czarny/gpk-1u_p_33.jpg","",null,"","","",null,null,null,"CZARNY METALIK",null,"0.050 kg","71 mm","71 mm","22 mm",null,null,"2025-05-08",null,"","https://www.ospel.pl/sites/all/pliki/import/image/podtynk/aria/czarny/gpk-1u_p_33.jpg","26.30.30.0","8517 18 00"]
[null,null,null,null,null,null,null,null,null,381,"GPK-1U/p/70","Obudowa gniazda pojedynczego typu Keystone prosta",16.399999999999999,1,"szt","PLN","23%","",4,null,null,null,null,"5907577485344",null,null,"ARIA",null,null,"",null,4,null,"https://www.ospel.pl/sites/all/pliki/import/image/podtynk/aria/szary_mat/gpk-1u_p_70.jpg","",null,"","","",null,null,null,"SZARY MAT",null,"0.050 kg","71 mm","71 mm","22 mm",null,null,"2025-05-08",null,"","https://www.ospel.pl/sites/all/pliki/import/image/podtynk/aria/szary_mat/gpk-1u_p_70.jpg","26.30.30.0","8517 18 00"]
[null,null,null,null,null,null,null,null,null,382,"GPK-1UP/p/00","Obudowa gniazda pojedynczego z przesłoną typu Keystone prosta",17.3,1,"szt","PLN","23%","",10,null,null,null,null,"5907577482923",null,null,"ARIA",null,null,"",null,10,null,"https://www.ospel.pl/sites/all/pliki/import/image/podtynk/aria/bialy/gpk-1up_p_00.jpg","",null,"","","",null,null,null,"BIAŁY",null,"","71 mm","71 mm","22 mm",null,null,"2025-05-08",null,"","https://www.ospel.pl/sites/all/pliki/import/image/podtynk/aria/bialy/gpk-1up_p_00.jpg","26.30.30.0","8517 18 00"]
[null,null,null,null,null,null,null,null,null,383,"GPK-1UP/p/18","Obudowa gniazda pojedynczego z przesłoną typu Keystone prosta",21.7,1,"szt","PLN","23%","",4,null,null,null,null,"5907577483876",null,null,"ARIA",null,null,"",null,4,null,"https://www.ospel.pl/sites/all/pliki/import/image/podtynk/aria/srebro/gpk-1up_p_18.jpg","",null,"","","",null,null,null,"SREBRO",null,"","","","",null,null,"2025-05-08",null,"","https://www.ospel.pl/sites/all/pliki/import/image/podtynk/aria/srebro/gpk-1up_p_18.jpg","26.30.30.0","8517 18 00"]
[null,null,null,null,null,null,null,null,null,384,"GPK-1UP/p/27","Obudowa gniazda pojedynczego z przesłoną typu Keystone prosta",17.3,1,"szt","PLN","23%","",10,null,null,null,null,"5907577492625",null,null,"ARIA",null,null,"",null,10,null,"https://www.ospel.pl/sites/all/pliki/import/image/podtynk/aria/ecru/gpk-1up_p_27.jpg","",null,"","","",null,null,null,"ECRU",null,"","","","",null,null,"2025-05-08",null,"","https://www.ospel.pl/sites/all/pliki/import/image/podtynk/aria/ecru/gpk-1up_p_27.jpg","26.30.30.0","8517 18 00"]
[null,null,null,null,null,null,null,null,null,385,"GPK-1UP/p/33","Obudowa gniazda pojedynczego z przesłoną typu Keystone prosta",21.7,1,"szt","PLN","23%","",4,null,null,null,null,"5907577484767",null,null,"ARIA",null,null,"",null,4,null,"https://www.ospel.pl/sites/all/pliki/import/image/podtynk/aria/czarny/gpk-1up_p_33.jpg","",null,"","","",null,null,null,"CZARNY METALIK",null,"","","","",null,null,"2025-05-08",null,"","https://www.ospel.pl/sites/all/pliki/import/image/podtynk/aria/czarny/gpk-1up_p_33.jpg","26.30.30.0","8517 18 00"]
[null,null,null,null,null,null,null,null,null,386,"GPK-1UP/p/70","Obudowa gniazda pojedynczego z przesłoną typu Keystone prosta",21.7,1,"szt","PLN","23%","",4,null,null,null,null,"5907577485658",null,null,"ARIA",null,null,"",null,4,null,"https://www.ospel.pl/sites/all/pliki/import/image/podtynk/aria/szary_mat/gpk-1up_p_70.jpg","",null,"","","",null,null,null,"SZARY MAT",null,"","","","",null,null,"2025-05-08",null,"","https://www.ospel.pl/sites/all/pliki/import/image/podtynk/aria/szary_mat/gpk-1up_p_70.jpg","26.30.30.0","8517 18 00"]
[null,null,null,null,null,null,null,null,null,387,"GPK-1US/p/00","Obudowa gniazda pojedynczego typu Keystone skośna",11.1,1,"szt","PLN","23%","",10,null,null,null,null,"5907577482619",null,null,"ARIA",null,null,"",null,10,null,"https://www.ospel.pl/sites/all/pliki/import/image/podtynk/aria/bialy/gpk-1us_p_00.jpg","",null,"","","",null,null,null,"BIAŁY",null,"","71 mm","71 mm","21 mm",null,null,"2025-05-08",null,"","https://www.ospel.pl/sites/all/pliki/import/image/podtynk/aria/bialy/gpk-1us_p_00.jpg","26.30.30.0","8517 18 00"]
[null,null,null,null,null,null,null,null,null,388,"GPK-1US/p/18","Obudowa gniazda pojedynczego typu Keystone skośna",16.600000000000001,1,"szt","PLN","23%","",4,null,null,null,null,"5907577483579",null,null,"ARIA",null,null,"",null,4,null,"https://www.ospel.pl/sites/all/pliki/import/image/podtynk/aria/srebro/gpk-1us_p_18.jpg","",null,"","","",null,null,null,"SREBRO",null,"","71 mm","71 mm","21 mm",null,null,"2025-05-08",null,"","https://www.ospel.pl/sites/all/pliki/import/image/podtynk/aria/srebro/gpk-1us_p_18.jpg","26.30.30.0","8517 18 00"]
[null,null,null,null,null,null,null,null,null,389,"GPK-1US/p/27","Obudowa gniazda pojedynczego typu Keystone skośna",11.1,1,"szt","PLN","23%","",10,null,null,null,null,"5907577492328",null,null,"ARIA",null,null,"",null,10,null,"https://www.ospel.pl/sites/all/pliki/import/image/podtynk/aria/ecru/gpk-1us_p_27.jpg","",null,"","","",null,null,null,"ECRU",null,"","71 mm","71 mm","21 mm",null,null,"2025-05-08",null,"","https://www.ospel.pl/sites/all/pliki/import/image/podtynk/aria/ecru/gpk-1us_p_27.jpg","26.30.30.0","8517 18 00"]
[null,null,null,null,null,null,null,null,null,390,"GPK-1US/p/33","Obudowa gniazda pojedynczego typu Keystone skośna",16.600000000000001,1,"szt","PLN","23%","",4,null,null,null,null,"5907577484460",null,null,"ARIA",null,null,"",null,4,null,"https://www.ospel.pl/sites/all/pliki/import/image/podtynk/aria/czarny/gpk-1us_p_33.jpg","",null,"","","",null,null,null,"CZARNY METALIK",null,"","71 mm","71 mm","21 mm",null,null,"2025-05-08",null,"","https://www.ospel.pl/sites/all/pliki/import/image/podtynk/aria/czarny/gpk-1us_p_33.jpg","26.30.30.0","8517 18 00"]
[null,null,null,null,null,null,null,null,null,391,"GPK-1US/p/70","Obudowa gniazda pojedynczego typu Keystone skośna",16.600000000000001,1,"szt","PLN","23%","",4,null,null,null,null,"5907577485351",null,null,"ARIA",null,null,"",null,4,null,"https://www.ospel.pl/sites/all/pliki/import/image/podtynk/aria/szary_mat/gpk-1us_p_70.jpg","",null,"","","",null,null,null,"SZARY MAT",null,"","71 mm","71 mm","21 mm",null,null,"2025-05-08",null,"","https://www.ospel.pl/sites/all/pliki/import/image/podtynk/aria/szary_mat/gpk-1us_p_70.jpg","26.30.30.0","8517 18 00"]
[null,null,null,null,null,null,null,null,null,392,"GPK-2U/K/m/00","Gniazdo komputerowe podwójne, kat. 5e MMC",89,1,"szt","PLN","23%","",10,null,null,null,null,"5907577482626",null,null,"ARIA",null,null,"",null,10,null,"https://www.ospel.pl/sites/all/pliki/import/image/podtynk/aria/bialy/gpk-2u_k_m_00.jpg","https://www.ospel.pl/sites/all/pliki/import/image/rysunki/aria/gniazdo_tel_komp.pdf",null,"Złącze IDC","","",null,null,null,"BIAŁY",null,"0.067 kg","71 mm","71 mm","26 mm",null,null,"2025-05-08",null,"","https://www.ospel.pl/sites/all/pliki/import/image/podtynk/aria/bialy/gpk-2u_k_m_00.jpg","26.30.30.0","8517 18 00"]
[null,null,null,null,null,null,null,null,null,393,"GPK-2U/K/m/18","Gniazdo komputerowe podwójne, kat. 5e MMC",94.7,1,"szt","PLN","23%","",4,null,null,null,null,"5907577483586",null,null,"ARIA",null,null,"",null,4,null,"https://www.ospel.pl/sites/all/pliki/import/image/podtynk/aria/srebro/gpk-2u_k_m_18.jpg","https://www.ospel.pl/sites/all/pliki/import/image/rysunki/aria/gniazdo_tel_komp.pdf",null,"Złącze IDC","","",null,null,null,"SREBRO",null,"0.067 kg","71 mm","71 mm","26 mm",null,null,"2025-05-08",null,"","https://www.ospel.pl/sites/all/pliki/import/image/podtynk/aria/srebro/gpk-2u_k_m_18.jpg","26.30.30.0","8517 18 00"]
[null,null,null,null,null,null,null,null,null,394,"GPK-2U/K/m/27","Gniazdo komputerowe podwójne, kat. 5e MMC",89,1,"szt","PLN","23%","",10,null,null,null,null,"5907577492335",null,null,"ARIA",null,null,"",null,10,null,"https://www.ospel.pl/sites/all/pliki/import/image/podtynk/aria/ecru/gpk-2u_k_m_27.jpg","https://www.ospel.pl/sites/all/pliki/import/image/rysunki/aria/gniazdo_tel_komp.pdf",null,"Złącze IDC","","",null,null,null,"ECRU",null,"0.067 kg","71 mm","71 mm","26 mm",null,null,"2025-05-08",null,"","https://www.ospel.pl/sites/all/pliki/import/image/podtynk/aria/ecru/gpk-2u_k_m_27.jpg","26.30.30.0","8517 18 00"]
[null,null,null,null,null,null,null,null,null,395,"GPK-2U/K/m/33","Gniazdo komputerowe podwójne, kat. 5e MMC",94.7,1,"szt","PLN","23%","",4,null,null,null,null,"5907577484477",null,null,"ARIA",null,null,"",null,4,null,"https://www.ospel.pl/sites/all/pliki/import/image/podtynk/aria/czarny/gpk-2u_k_m_33.jpg","https://www.ospel.pl/sites/all/pliki/import/image/rysunki/aria/gniazdo_tel_komp.pdf",null,"Złącze IDC","","",null,null,null,"CZARNY METALIK",null,"0.067 kg","71 mm","71 mm","26 mm",null,null,"2025-05-08",null,"","https://www.ospel.pl/sites/all/pliki/import/image/podtynk/aria/czarny/gpk-2u_k_m_33.jpg","26.30.30.0","8517 18 00"]
[null,null,null,null,null,null,null,null,null,396,"GPK-2U/K/m/70","Gniazdo komputerowe podwójne, kat. 5e MMC",94.7,1,"szt","PLN","23%","",4,null,null,null,null,"5907577485368",null,null,"ARIA",null,null,"",null,4,null,"https://www.ospel.pl/sites/all/pliki/import/image/podtynk/aria/szary_mat/gpk-2u_k_m_70.jpg","https://www.ospel.pl/sites/all/pliki/import/image/rysunki/aria/gniazdo_tel_komp.pdf",null,"Złącze IDC","","",null,null,null,"SZARY MAT",null,"0.067 kg","71 mm","71 mm","26 mm",null,null,"2025-05-08",null,"","https://www.ospel.pl/sites/all/pliki/import/image/podtynk/aria/szary_mat/gpk-2u_k_m_70.jpg","26.30.30.0","8517 18 00"]
[null,null,null,null,null,null,null,null,null,397,"GPK-2U/p/00","Obudowa gniazda podwójnego typu Keystone prosta",11,1,"szt","PLN","23%","",10,null,null,null,null,"5907577482633",null,null,"ARIA",null,null,"",null,10,null,"https://www.ospel.pl/sites/all/pliki/import/image/podtynk/aria/bialy/gpk-2u_p_00.jpg","",null,"","","",null,null,null,"BIAŁY",null,"0.049 kg","71 mm","71 mm","22 mm",null,null,"2025-05-08",null,"","https://www.ospel.pl/sites/all/pliki/import/image/podtynk/aria/bialy/gpk-2u_p_00.jpg","26.30.30.0","8517 18 00"]
[null,null,null,null,null,null,null,null,null,398,"GPK-2U/p/18","Obudowa gniazda podwójnego typu Keystone prosta",16.399999999999999,1,"szt","PLN","23%","",4,null,null,null,null,"5907577483593",null,null,"ARIA",null,null,"",null,4,null,"https://www.ospel.pl/sites/all/pliki/import/image/podtynk/aria/srebro/gpk-2u_p_18.jpg","",null,"","","",null,null,null,"SREBRO",null,"0.049 kg","71 mm","71 mm","22 mm",null,null,"2025-05-08",null,"","https://www.ospel.pl/sites/all/pliki/import/image/podtynk/aria/srebro/gpk-2u_p_18.jpg","26.30.30.0","8517 18 00"]
[null,null,null,null,null,null,null,null,null,399,"GPK-2U/p/27","Obudowa gniazda podwójnego typu Keystone prosta",11,1,"szt","PLN","23%","",10,null,null,null,null,"5907577492342",null,null,"ARIA",null,null,"",null,10,null,"https://www.ospel.pl/sites/all/pliki/import/image/podtynk/aria/ecru/gpk-2u_p_27.jpg","",null,"","","",null,null,null,"ECRU",null,"0.049 kg","71 mm","71 mm","22 mm",null,null,"2025-05-08",null,"","https://www.ospel.pl/sites/all/pliki/import/image/podtynk/aria/ecru/gpk-2u_p_27.jpg","26.30.30.0","8517 18 00"]
[null,null,null,null,null,null,null,null,null,400,"GPK-2U/p/33","Obudowa gniazda podwójnego typu Keystone prosta",16.399999999999999,1,"szt","PLN","23%","",4,null,null,null,null,"5907577484484",null,null,"ARIA",null,null,"",null,4,null,"https://www.ospel.pl/sites/all/pliki/import/image/podtynk/aria/czarny/gpk-2u_p_33.jpg","",null,"","","",null,null,null,"CZARNY METALIK",null,"0.049 kg","71 mm","71 mm","22 mm",null,null,"2025-05-08",null,"","https://www.ospel.pl/sites/all/pliki/import/image/podtynk/aria/czarny/gpk-2u_p_33.jpg","26.30.30.0","8517 18 00"]
[null,null,null,null,null,null,null,null,null,401,"GPK-2U/p/70","Obudowa gniazda podwójnego typu Keystone prosta",16.399999999999999,1,"szt","PLN","23%","",4,null,null,null,null,"5907577485375",null,null,"ARIA",null,null,"",null,4,null,"https://www.ospel.pl/sites/all/pliki/import/image/podtynk/aria/szary_mat/gpk-2u_p_70.jpg","",null,"","","",null,null,null,"SZARY MAT",null,"0.049 kg","71 mm","71 mm","22 mm",null,null,"2025-05-08",null,"","https://www.ospel.pl/sites/all/pliki/import/image/podtynk/aria/szary_mat/gpk-2u_p_70.jpg","26.30.30.0","8517 18 00"]
[null,null,null,null,null,null,null,null,null,402,"GPK-2UP/p/00","Obudowa gniazda podwójnego z przesłoną typu Keystone prosta",20.9,1,"szt","PLN","23%","",10,null,null,null,null,"5907577482930",null,null,"ARIA",null,null,"",null,10,null,"https://www.ospel.pl/sites/all/pliki/import/image/podtynk/aria/bialy/gpk-2up_p_00.jpg","",null,"","","",null,null,null,"BIAŁY",null,"","71 mm","71 mm","22 mm",null,null,"2025-05-08",null,"","https://www.ospel.pl/sites/all/pliki/import/image/podtynk/aria/bialy/gpk-2up_p_00.jpg","26.30.30.0","8517 18 00"]
[null,null,null,null,null,null,null,null,null,403,"GPK-2UP/p/18","Obudowa gniazda podwójnego z przesłoną typu Keystone prosta",26.3,1,"szt","PLN","23%","",4,null,null,null,null,"5907577483883",null,null,"ARIA",null,null,"",null,4,null,"https://www.ospel.pl/sites/all/pliki/import/image/podtynk/aria/srebro/gpk-2up_p_18.jpg","",null,"","","",null,null,null,"SREBRO",null,"","","","",null,null,"2025-05-08",null,"","https://www.ospel.pl/sites/all/pliki/import/image/podtynk/aria/srebro/gpk-2up_p_18.jpg","26.30.30.0","8517 18 00"]
[null,null,null,null,null,null,null,null,null,404,"GPK-2UP/p/27","Obudowa gniazda podwójnego z przesłoną typu Keystone prosta",20.9,1,"szt","PLN","23%","",10,null,null,null,null,"5907577492632",null,null,"ARIA",null,null,"",null,10,null,"https://www.ospel.pl/sites/all/pliki/import/image/podtynk/aria/ecru/gpk-2up_p_27.jpg","",null,"","","",null,null,null,"ECRU",null,"","","","",null,null,"2025-05-08",null,"","https://www.ospel.pl/sites/all/pliki/import/image/podtynk/aria/ecru/gpk-2up_p_27.jpg","26.30.30.0","8517 18 00"]
[null,null,null,null,null,null,null,null,null,405,"GPK-2UP/p/33","Obudowa gniazda podwójnego z przesłoną typu Keystone prosta",26.3,1,"szt","PLN","23%","",4,null,null,null,null,"5907577484774",null,null,"ARIA",null,null,"",null,4,null,"https://www.ospel.pl/sites/all/pliki/import/image/podtynk/aria/czarny/gpk-2up_p_33.jpg","",null,"","","",null,null,null,"CZARNY METALIK",null,"","","","",null,null,"2025-05-08",null,"","https://www.ospel.pl/sites/all/pliki/import/image/podtynk/aria/czarny/gpk-2up_p_33.jpg","26.30.30.0","8517 18 00"]
[null,null,null,null,null,null,null,null,null,406,"GPK-2UP/p/70","Obudowa gniazda podwójnego z przesłoną typu Keystone prosta",26.3,1,"szt","PLN","23%","",4,null,null,null,null,"5907577485665",null,null,"ARIA",null,null,"",null,4,null,"https://www.ospel.pl/sites/all/pliki/import/image/podtynk/aria/szary_mat/gpk-2up_p_70.jpg","",null,"","","",null,null,null,"SZARY MAT",null,"","","","",null,null,"2025-05-08",null,"","https://www.ospel.pl/sites/all/pliki/import/image/podtynk/aria/szary_mat/gpk-2up_p_70.jpg","26.30.30.0","8517 18 00"]
[null,null,null,null,null,null,null,null,null,407,"GPK-2US/p/00","Obudowa gniazda podwójnego typu Keystone skośna",11.1,1,"szt","PLN","23%","",10,null,null,null,null,"5907577482640",null,null,"ARIA",null,null,"",null,10,null,"https://www.ospel.pl/sites/all/pliki/import/image/podtynk/aria/bialy/gpk-2us_p_00.jpg","",null,"","","",null,null,null,"BIAŁY",null,"","71 mm","71 mm","21 mm",null,null,"2025-05-08",null,"","https://www.ospel.pl/sites/all/pliki/import/image/podtynk/aria/bialy/gpk-2us_p_00.jpg","26.30.30.0","8517 18 00"]
[null,null,null,null,null,null,null,null,null,408,"GPK-2US/p/18","Obudowa gniazda podwójnego typu Keystone skośna",16.7,1,"szt","PLN","23%","",4,null,null,null,null,"5907577483609",null,null,"ARIA",null,null,"",null,4,null,"https://www.ospel.pl/sites/all/pliki/import/image/podtynk/aria/srebro/gpk-2us_p_18.jpg","",null,"","","",null,null,null,"SREBRO",null,"","71 mm","71 mm","21 mm",null,null,"2025-05-08",null,"","https://www.ospel.pl/sites/all/pliki/import/image/podtynk/aria/srebro/gpk-2us_p_18.jpg","26.30.30.0","8517 18 00"]
[null,null,null,null,null,null,null,null,null,409,"GPK-2US/p/27","Obudowa gniazda podwójnego typu Keystone skośna",11.1,1,"szt","PLN","23%","",10,null,null,null,null,"5907577492359",null,null,"ARIA",null,null,"",null,10,null,"https://www.ospel.pl/sites/all/pliki/import/image/podtynk/aria/ecru/gpk-2us_p_27.jpg","",null,"","","",null,null,null,"ECRU",null,"","71 mm","71 mm","21 mm",null,null,"2025-05-08",null,"","https://www.ospel.pl/sites/all/pliki/import/image/podtynk/aria/ecru/gpk-2us_p_27.jpg","26.30.30.0","8517 18 00"]
[null,null,null,null,null,null,null,null,null,410,"GPK-2US/p/33","Obudowa gniazda podwójnego typu Keystone skośna",16.7,1,"szt","PLN","23%","",4,null,null,null,null,"5907577484491",null,null,"ARIA",null,null,"",null,4,null,"https://www.ospel.pl/sites/all/pliki/import/image/podtynk/aria/czarny/gpk-2us_p_33.jpg","",null,"","","",null,null,null,"CZARNY METALIK",null,"","71 mm","71 mm","21 mm",null,null,"2025-05-08",null,"","https://www.ospel.pl/sites/all/pliki/import/image/podtynk/aria/czarny/gpk-2us_p_33.jpg","26.30.30.0","8517 18 00"]
[null,null,null,null,null,null,null,null,null,411,"GPK-2US/p/70","Obudowa gniazda podwójnego typu Keystone skośna",16.7,1,"szt","PLN","23%","",4,null,null,null,null,"5907577485382",null,null,"ARIA",null,null,"",null,4,null,"https://www.ospel.pl/sites/all/pliki/import/image/podtynk/aria/szary_mat/gpk-2us_p_70.jpg","",null,"","","",null,null,null,"SZARY MAT",null,"","71 mm","71 mm","21 mm",null,null,"2025-05-08",null,"","https://www.ospel.pl/sites/all/pliki/import/image/podtynk/aria/szary_mat/gpk-2us_p_70.jpg","26.30.30.0","8517 18 00"]
[null,null,null,null,null,null,null,null,null,412,"GPPK-1U/m/00","Przyłącz kablowy",24.3,1,"szt","PLN","23%","",10,null,null,null,null,"5907577482718",null,null,"ARIA",null,null,"",null,10,null,"https://www.ospel.pl/sites/all/pliki/import/image/podtynk/aria/bialy/gppk-1u_m_00.jpg","https://www.ospel.pl/sites/all/pliki/import/image/rysunki/aria/przylacz_kablowy.pdf",null,"5x4mm2 zaciski gwintowe","","",null,null,null,"BIAŁY",null,"","71 mm","71 mm","21 mm",null,null,"2025-05-08",null,"","https://www.ospel.pl/sites/all/pliki/import/image/podtynk/aria/bialy/gppk-1u_m_00.jpg","27.33.13.0","8536 90 10"]
[null,null,null,null,null,null,null,null,null,413,"GPPK-1U/m/18","Przyłącz kablowy",32.799999999999997,1,"szt","PLN","23%","",4,null,null,null,null,"5907577483678",null,null,"ARIA",null,null,"",null,4,null,"https://www.ospel.pl/sites/all/pliki/import/image/podtynk/aria/srebro/gppk-1u_m_18.jpg","https://www.ospel.pl/sites/all/pliki/import/image/rysunki/aria/przylacz_kablowy.pdf",null,"5x4mm2 zaciski gwintowe","","",null,null,null,"SREBRO",null,"","71 mm","71 mm","21 mm",null,null,"2025-05-08",null,"","https://www.ospel.pl/sites/all/pliki/import/image/podtynk/aria/srebro/gppk-1u_m_18.jpg","27.33.13.0","8536 90 10"]
[null,null,null,null,null,null,null,null,null,414,"GPPK-1U/m/27","Przyłącz kablowy",24.3,1,"szt","PLN","23%","",10,null,null,null,null,"5907577492427",null,null,"ARIA",null,null,"",null,10,null,"https://www.ospel.pl/sites/all/pliki/import/image/podtynk/aria/ecru/gppk-1u_m_27.jpg","https://www.ospel.pl/sites/all/pliki/import/image/rysunki/aria/przylacz_kablowy.pdf",null,"5x4mm2 zaciski gwintowe","","",null,null,null,"ECRU",null,"","71 mm","71 mm","21 mm",null,null,"2025-05-08",null,"","https://www.ospel.pl/sites/all/pliki/import/image/podtynk/aria/ecru/gppk-1u_m_27.jpg","27.33.13.0","8536 90 10"]
[null,null,null,null,null,null,null,null,null,415,"GPPK-1U/m/33","Przyłącz kablowy",32.799999999999997,1,"szt","PLN","23%","",4,null,null,null,null,"5907577484569",null,null,"ARIA",null,null,"",null,4,null,"https://www.ospel.pl/sites/all/pliki/import/image/podtynk/aria/czarny/gppk-1u_m_33.jpg","https://www.ospel.pl/sites/all/pliki/import/image/rysunki/aria/przylacz_kablowy.pdf",null,"5x4mm2 zaciski gwintowe","","",null,null,null,"CZARNY METALIK",null,"","71 mm","71 mm","21 mm",null,null,"2025-05-08",null,"","https://www.ospel.pl/sites/all/pliki/import/image/podtynk/aria/czarny/gppk-1u_m_33.jpg","27.33.13.0","8536 90 10"]
[null,null,null,null,null,null,null,null,null,416,"GPPK-1U/m/70","Przyłącz kablowy",32.799999999999997,1,"szt","PLN","23%","",4,null,null,null,null,"5907577485450",null,null,"ARIA",null,null,"",null,4,null,"https://www.ospel.pl/sites/all/pliki/import/image/podtynk/aria/szary_mat/gppk-1u_m_70.jpg","https://www.ospel.pl/sites/all/pliki/import/image/rysunki/aria/przylacz_kablowy.pdf",null,"5x4mm2 zaciski gwintowe","","",null,null,null,"SZARY MAT",null,"","71 mm","71 mm","21 mm",null,null,"2025-05-08",null,"","https://www.ospel.pl/sites/all/pliki/import/image/podtynk/aria/szary_mat/gppk-1u_m_70.jpg","27.33.13.0","8536 90 10"]
[null,null,null,null,null,null,null,null,null,417,"GPT-1U/m/00","Gniazdo telefoniczne pojedyncze",31.9,1,"szt","PLN","23%","",10,null,null,null,null,"5907577482565",null,null,"ARIA",null,null,"",null,10,null,"https://www.ospel.pl/sites/all/pliki/import/image/podtynk/aria/bialy/gpt-1u_m_00.jpg","https://www.ospel.pl/sites/all/pliki/import/image/rysunki/aria/gniazdo_tel_komp.pdf",null,"Zaciski gwintowe","","",null,null,null,"BIAŁY",null,"","71 mm","71 mm","23 mm",null,null,"2025-05-08",null,"","https://www.ospel.pl/sites/all/pliki/import/image/podtynk/aria/bialy/gpt-1u_m_00.jpg","26.30.30.0","8517 18 00"]
[null,null,null,null,null,null,null,null,null,418,"GPT-1U/m/18","Gniazdo telefoniczne pojedyncze",42.8,1,"szt","PLN","23%","",4,null,null,null,null,"5907577483524",null,null,"ARIA",null,null,"",null,4,null,"https://www.ospel.pl/sites/all/pliki/import/image/podtynk/aria/srebro/gpt-1u_m_18.jpg","https://www.ospel.pl/sites/all/pliki/import/image/rysunki/aria/gniazdo_tel_komp.pdf",null,"Zaciski gwintowe","","",null,null,null,"SREBRO",null,"","71 mm","71 mm","23 mm",null,null,"2025-05-08",null,"","https://www.ospel.pl/sites/all/pliki/import/image/podtynk/aria/srebro/gpt-1u_m_18.jpg","26.30.30.0","8517 18 00"]
[null,null,null,null,null,null,null,null,null,419,"GPT-1U/m/27","Gniazdo telefoniczne pojedyncze",31.9,1,"szt","PLN","23%","",10,null,null,null,null,"5907577492274",null,null,"ARIA",null,null,"",null,10,null,"https://www.ospel.pl/sites/all/pliki/import/image/podtynk/aria/ecru/gpt-1u_m_27.jpg","https://www.ospel.pl/sites/all/pliki/import/image/rysunki/aria/gniazdo_tel_komp.pdf",null,"Zaciski gwintowe","","",null,null,null,"ECRU",null,"","71 mm","71 mm","23 mm",null,null,"2025-05-08",null,"","https://www.ospel.pl/sites/all/pliki/import/image/podtynk/aria/ecru/gpt-1u_m_27.jpg","26.30.30.0","8517 18 00"]
[null,null,null,null,null,null,null,null,null,420,"GPT-1U/m/33","Gniazdo telefoniczne pojedyncze",42.8,1,"szt","PLN","23%","",4,null,null,null,null,"5907577484415",null,null,"ARIA",null,null,"",null,4,null,"https://www.ospel.pl/sites/all/pliki/import/image/podtynk/aria/czarny/gpt-1u_m_33.jpg","https://www.ospel.pl/sites/all/pliki/import/image/rysunki/aria/gniazdo_tel_komp.pdf",null,"Zaciski gwintowe","","",null,null,null,"CZARNY METALIK",null,"","71 mm","71 mm","23 mm",null,null,"2025-05-08",null,"","https://www.ospel.pl/sites/all/pliki/import/image/podtynk/aria/czarny/gpt-1u_m_33.jpg","26.30.30.0","8517 18 00"]
[null,null,null,null,null,null,null,null,null,421,"GPT-1U/m/70","Gniazdo telefoniczne pojedyncze",42.8,1,"szt","PLN","23%","",4,null,null,null,null,"5907577485306",null,null,"ARIA",null,null,"",null,4,null,"https://www.ospel.pl/sites/all/pliki/import/image/podtynk/aria/szary_mat/gpt-1u_m_70.jpg","https://www.ospel.pl/sites/all/pliki/import/image/rysunki/aria/gniazdo_tel_komp.pdf",null,"Zaciski gwintowe","","",null,null,null,"SZARY MAT",null,"","71 mm","71 mm","23 mm",null,null,"2025-05-08",null,"","https://www.ospel.pl/sites/all/pliki/import/image/podtynk/aria/szary_mat/gpt-1u_m_70.jpg","26.30.30.0","8517 18 00"]
[null,null,null,null,null,null,null,null,null,422,"GPT-2UN/m/00","Gniazdo telefoniczne podwójne niezależne",46.9,1,"szt","PLN","23%","",10,null,null,null,null,"5907577482572",null,null,"ARIA",null,null,"",null,10,null,"https://www.ospel.pl/sites/all/pliki/import/image/podtynk/aria/bialy/gpt-2un_m_00.jpg","https://www.ospel.pl/sites/all/pliki/import/image/rysunki/aria/gniazdo_tel_komp.pdf",null,"Zaciski gwintowe","","",null,null,null,"BIAŁY",null,"","71 mm","71 mm","23 mm",null,null,"2025-05-08",null,"","https://www.ospel.pl/sites/all/pliki/import/image/podtynk/aria/bialy/gpt-2un_m_00.jpg","26.30.30.0","8517 18 00"]
[null,null,null,null,null,null,null,null,null,423,"GPT-2UN/m/18","Gniazdo telefoniczne podwójne niezależne",54.1,1,"szt","PLN","23%","",4,null,null,null,null,"5907577483531",null,null,"ARIA",null,null,"",null,4,null,"https://www.ospel.pl/sites/all/pliki/import/image/podtynk/aria/srebro/gpt-2un_m_18.jpg","https://www.ospel.pl/sites/all/pliki/import/image/rysunki/aria/gniazdo_tel_komp.pdf",null,"Zaciski gwintowe","","",null,null,null,"SREBRO",null,"","71 mm","71 mm","23 mm",null,null,"2025-05-08",null,"","https://www.ospel.pl/sites/all/pliki/import/image/podtynk/aria/srebro/gpt-2un_m_18.jpg","26.30.30.0","8517 18 00"]
[null,null,null,null,null,null,null,null,null,424,"GPT-2UN/m/27","Gniazdo telefoniczne podwójne niezależne",46.9,1,"szt","PLN","23%","",10,null,null,null,null,"5907577492281",null,null,"ARIA",null,null,"",null,10,null,"https://www.ospel.pl/sites/all/pliki/import/image/podtynk/aria/ecru/gpt-2un_m_27.jpg","https://www.ospel.pl/sites/all/pliki/import/image/rysunki/aria/gniazdo_tel_komp.pdf",null,"Zaciski gwintowe","","",null,null,null,"ECRU",null,"","71 mm","71 mm","23 mm",null,null,"2025-05-08",null,"","https://www.ospel.pl/sites/all/pliki/import/image/podtynk/aria/ecru/gpt-2un_m_27.jpg","26.30.30.0","8517 18 00"]
[null,null,null,null,null,null,null,null,null,425,"GPT-2UN/m/33","Gniazdo telefoniczne podwójne niezależne",54.1,1,"szt","PLN","23%","",4,null,null,null,null,"5907577484422",null,null,"ARIA",null,null,"",null,4,null,"https://www.ospel.pl/sites/all/pliki/import/image/podtynk/aria/czarny/gpt-2un_m_33.jpg","https://www.ospel.pl/sites/all/pliki/import/image/rysunki/aria/gniazdo_tel_komp.pdf",null,"Zaciski gwintowe","","",null,null,null,"CZARNY METALIK",null,"","71 mm","71 mm","23 mm",null,null,"2025-05-08",null,"","https://www.ospel.pl/sites/all/pliki/import/image/podtynk/aria/czarny/gpt-2un_m_33.jpg","26.30.30.0","8517 18 00"]
[null,null,null,null,null,null,null,null,null,426,"GPT-2UN/m/70","Gniazdo telefoniczne podwójne niezależne",54.1,1,"szt","PLN","23%","",4,null,null,null,null,"5907577485313",null,null,"ARIA",null,null,"",null,4,null,"https://www.ospel.pl/sites/all/pliki/import/image/podtynk/aria/szary_mat/gpt-2un_m_70.jpg","https://www.ospel.pl/sites/all/pliki/import/image/rysunki/aria/gniazdo_tel_komp.pdf",null,"Zaciski gwintowe","","",null,null,null,"SZARY MAT",null,"","71 mm","71 mm","23 mm",null,null,"2025-05-08",null,"","https://www.ospel.pl/sites/all/pliki/import/image/podtynk/aria/szary_mat/gpt-2un_m_70.jpg","26.30.30.0","8517 18 00"]
[null,null,null,null,null,null,null,null,null,427,"GPT-2UR/m/00","Gniazdo telefoniczne podwójne równoległe",46.9,1,"szt","PLN","23%","",10,null,null,null,null,"5907577482589",null,null,"ARIA",null,null,"",null,10,null,"https://www.ospel.pl/sites/all/pliki/import/image/podtynk/aria/bialy/gpt-2ur_m_00.jpg","https://www.ospel.pl/sites/all/pliki/import/image/rysunki/aria/gniazdo_tel_komp.pdf",null,"Zaciski gwintowe","","",null,null,null,"BIAŁY",null,"","71 mm","71 mm","23 mm",null,null,"2025-05-08",null,"","https://www.ospel.pl/sites/all/pliki/import/image/podtynk/aria/bialy/gpt-2ur_m_00.jpg","26.30.30.0","8517 18 00"]
[null,null,null,null,null,null,null,null,null,428,"GPT-2UR/m/18","Gniazdo telefoniczne podwójne równoległe",54.1,1,"szt","PLN","23%","",4,null,null,null,null,"5907577483548",null,null,"ARIA",null,null,"",null,4,null,"https://www.ospel.pl/sites/all/pliki/import/image/podtynk/aria/srebro/gpt-2ur_m_18.jpg","https://www.ospel.pl/sites/all/pliki/import/image/rysunki/aria/gniazdo_tel_komp.pdf",null,"Zaciski gwintowe","","",null,null,null,"SREBRO",null,"","71 mm","71 mm","23 mm",null,null,"2025-05-08",null,"","https://www.ospel.pl/sites/all/pliki/import/image/podtynk/aria/srebro/gpt-2ur_m_18.jpg","26.30.30.0","8517 18 00"]
[null,null,null,null,null,null,null,null,null,429,"GPT-2UR/m/27","Gniazdo telefoniczne podwójne równoległe",46.9,1,"szt","PLN","23%","",10,null,null,null,null,"5907577492298",null,null,"ARIA",null,null,"",null,10,null,"https://www.ospel.pl/sites/all/pliki/import/image/podtynk/aria/ecru/gpt-2ur_m_27.jpg","https://www.ospel.pl/sites/all/pliki/import/image/rysunki/aria/gniazdo_tel_komp.pdf",null,"Zaciski gwintowe","","",null,null,null,"ECRU",null,"","71 mm","71 mm","23 mm",null,null,"2025-05-08",null,"","https://www.ospel.pl/sites/all/pliki/import/image/podtynk/aria/ecru/gpt-2ur_m_27.jpg","26.30.30.0","8517 18 00"]
[null,null,null,null,null,null,null,null,null,430,"GPT-2UR/m/33","Gniazdo telefoniczne podwójne równoległe",54.1,1,"szt","PLN","23%","",4,null,null,null,null,"5907577484439",null,null,"ARIA",null,null,"",null,4,null,"https://www.ospel.pl/sites/all/pliki/import/image/podtynk/aria/czarny/gpt-2ur_m_33.jpg","https://www.ospel.pl/sites/all/pliki/import/image/rysunki/aria/gniazdo_tel_komp.pdf",null,"Zaciski gwintowe","","",null,null,null,"CZARNY METALIK",null,"","71 mm","71 mm","23 mm",null,null,"2025-05-08",null,"","https://www.ospel.pl/sites/all/pliki/import/image/podtynk/aria/czarny/gpt-2ur_m_33.jpg","26.30.30.0","8517 18 00"]
[null,null,null,null,null,null,null,null,null,431,"GPT-2UR/m/70","Gniazdo telefoniczne podwójne równoległe",54.1,1,"szt","PLN","23%","",4,null,null,null,null,"5907577485320",null,null,"ARIA",null,null,"",null,4,null,"https://www.ospel.pl/sites/all/pliki/import/image/podtynk/aria/szary_mat/gpt-2ur_m_70.jpg","https://www.ospel.pl/sites/all/pliki/import/image/rysunki/aria/gniazdo_tel_komp.pdf",null,"Zaciski gwintowe","","",null,null,null,"SZARY MAT",null,"","71 mm","71 mm","23 mm",null,null,"2025-05-08",null,"","https://www.ospel.pl/sites/all/pliki/import/image/podtynk/aria/szary_mat/gpt-2ur_m_70.jpg","26.30.30.0","8517 18 00"]
[null,null,null,null,null,null,null,null,null,432,"ŁP-10U/m/00","Łącznik podwójny schodowy",32.4,1,"szt","PLN","23%","",10,null,null,null,null,"5907577482169",null,null,"ARIA",null,null,"",null,10,null,"https://www.ospel.pl/sites/all/pliki/import/image/podtynk/aria/bialy/lp-10u_m_00.jpg","https://www.ospel.pl/sites/all/pliki/import/image/rysunki/aria/laczniki.pdf",null,"10AX/250~, IP-20 zaciski bezgwintowe","","",null,null,null,"BIAŁY",null,"0.084 kg","71 mm","71 mm","25 mm",null,null,"2025-05-08",null,"https://www.ospel.pl/sites/all/pliki/import/image/schematy/lacznik_podwojny_schodowy.jpg","https://www.ospel.pl/sites/all/pliki/import/image/podtynk/aria/bialy/lp-10u_m_00.jpg","27.33.11.0","8536 50 07"]
[null,null,null,null,null,null,null,null,null,433,"ŁP-10U/m/18","Łącznik podwójny schodowy",35.6,1,"szt","PLN","23%","",4,null,null,null,null,"5907577483142",null,null,"ARIA",null,null,"",null,4,null,"https://www.ospel.pl/sites/all/pliki/import/image/podtynk/aria/srebro/lp-10u_m_18.jpg","https://www.ospel.pl/sites/all/pliki/import/image/rysunki/aria/laczniki.pdf",null,"10AX/250~, IP-20 zaciski bezgwintowe","","",null,null,null,"SREBRO",null,"0.084 kg","71 mm","71 mm","25 mm",null,null,"2025-05-08",null,"https://www.ospel.pl/sites/all/pliki/import/image/schematy/lacznik_podwojny_schodowy.jpg","https://www.ospel.pl/sites/all/pliki/import/image/podtynk/aria/srebro/lp-10u_m_18.jpg","27.33.11.0","8536 50 07"]
[null,null,null,null,null,null,null,null,null,434,"ŁP-10U/m/27","Łącznik podwójny schodowy",32.4,1,"szt","PLN","23%","",10,null,null,null,null,"5907577491871",null,null,"ARIA",null,null,"",null,10,null,"https://www.ospel.pl/sites/all/pliki/import/image/podtynk/aria/ecru/lp-10u_m_27.jpg","https://www.ospel.pl/sites/all/pliki/import/image/rysunki/aria/laczniki.pdf",null,"10AX/250~, IP-20 zaciski bezgwintowe","","",null,null,null,"ECRU",null,"0.084 kg","71 mm","71 mm","25 mm",null,null,"2025-05-08",null,"https://www.ospel.pl/sites/all/pliki/import/image/schematy/lacznik_podwojny_schodowy.jpg","https://www.ospel.pl/sites/all/pliki/import/image/podtynk/aria/ecru/lp-10u_m_27.jpg","27.33.11.0","8536 50 07"]
[null,null,null,null,null,null,null,null,null,435,"ŁP-10U/m/33","Łącznik podwójny schodowy",35.6,1,"szt","PLN","23%","",4,null,null,null,null,"5907577484033",null,null,"ARIA",null,null,"",null,4,null,"https://www.ospel.pl/sites/all/pliki/import/image/podtynk/aria/czarny/lp-10u_m_33.jpg","https://www.ospel.pl/sites/all/pliki/import/image/rysunki/aria/laczniki.pdf",null,"10AX/250~, IP-20 zaciski bezgwintowe","","",null,null,null,"CZARNY METALIK",null,"0.084 kg","71 mm","71 mm","25 mm",null,null,"2025-05-08",null,"https://www.ospel.pl/sites/all/pliki/import/image/schematy/lacznik_podwojny_schodowy.jpg","https://www.ospel.pl/sites/all/pliki/import/image/podtynk/aria/czarny/lp-10u_m_33.jpg","27.33.11.0","8536 50 07"]
[null,null,null,null,null,null,null,null,null,436,"ŁP-10U/m/70","Łącznik podwójny schodowy",35.6,1,"szt","PLN","23%","",4,null,null,null,null,"5907577484927",null,null,"ARIA",null,null,"",null,4,null,"https://www.ospel.pl/sites/all/pliki/import/image/podtynk/aria/szary_mat/lp-10u_m_70.jpg","https://www.ospel.pl/sites/all/pliki/import/image/rysunki/aria/laczniki.pdf",null,"10AX/250~, IP-20 zaciski bezgwintowe","","",null,null,null,"SZARY MAT",null,"0.084 kg","71 mm","71 mm","25 mm",null,null,"2025-05-08",null,"https://www.ospel.pl/sites/all/pliki/import/image/schematy/lacznik_podwojny_schodowy.jpg","https://www.ospel.pl/sites/all/pliki/import/image/podtynk/aria/szary_mat/lp-10u_m_70.jpg","27.33.11.0","8536 50 07"]
[null,null,null,null,null,null,null,null,null,437,"ŁP-11U/m/00","Łącznik dwubiegunowy",25.1,1,"szt","PLN","23%","",10,null,null,null,null,"5907577482138",null,null,"ARIA",null,null,"",null,10,null,"https://www.ospel.pl/sites/all/pliki/import/image/podtynk/aria/bialy/lp-11u_m_00.jpg","https://www.ospel.pl/sites/all/pliki/import/image/rysunki/aria/laczniki.pdf",null,"10AX/250~, IP-20 zaciski bezgwintowe","","",null,null,null,"BIAŁY",null,"0.075 kg","71 mm","71 mm","25 mm",null,null,"2025-05-08",null,"https://www.ospel.pl/sites/all/pliki/import/image/schematy/lacznik_dwubiegunowy.jpg","https://www.ospel.pl/sites/all/pliki/import/image/podtynk/aria/bialy/lp-11u_m_00.jpg","27.33.11.0","8536 50 07"]
[null,null,null,null,null,null,null,null,null,438,"ŁP-11U/m/18","Łącznik dwubiegunowy",30.2,1,"szt","PLN","23%","",4,null,null,null,null,"5907577483111",null,null,"ARIA",null,null,"",null,4,null,"https://www.ospel.pl/sites/all/pliki/import/image/podtynk/aria/srebro/lp-11u_m_18.jpg","https://www.ospel.pl/sites/all/pliki/import/image/rysunki/aria/laczniki.pdf",null,"10AX/250~, IP-20 zaciski bezgwintowe","","",null,null,null,"SREBRO",null,"0.075 kg","71 mm","71 mm","25 mm",null,null,"2025-05-08",null,"https://www.ospel.pl/sites/all/pliki/import/image/schematy/lacznik_dwubiegunowy.jpg","https://www.ospel.pl/sites/all/pliki/import/image/podtynk/aria/srebro/lp-11u_m_18.jpg","27.33.11.0","8536 50 07"]
[null,null,null,null,null,null,null,null,null,439,"ŁP-11U/m/27","Łącznik dwubiegunowy",25.1,1,"szt","PLN","23%","",10,null,null,null,null,"5907577491840",null,null,"ARIA",null,null,"",null,10,null,"https://www.ospel.pl/sites/all/pliki/import/image/podtynk/aria/ecru/lp-11u_m_27.jpg","https://www.ospel.pl/sites/all/pliki/import/image/rysunki/aria/laczniki.pdf",null,"10AX/250~, IP-20 zaciski bezgwintowe","","",null,null,null,"ECRU",null,"0.075 kg","71 mm","71 mm","25 mm",null,null,"2025-05-08",null,"https://www.ospel.pl/sites/all/pliki/import/image/schematy/lacznik_dwubiegunowy.jpg","https://www.ospel.pl/sites/all/pliki/import/image/podtynk/aria/ecru/lp-11u_m_27.jpg","27.33.11.0","8536 50 07"]
[null,null,null,null,null,null,null,null,null,440,"ŁP-11U/m/33","Łącznik dwubiegunowy",30.2,1,"szt","PLN","23%","",4,null,null,null,null,"5907577484002",null,null,"ARIA",null,null,"",null,4,null,"https://www.ospel.pl/sites/all/pliki/import/image/podtynk/aria/czarny/lp-11u_m_33.jpg","https://www.ospel.pl/sites/all/pliki/import/image/rysunki/aria/laczniki.pdf",null,"10AX/250~, IP-20 zaciski bezgwintowe","","",null,null,null,"CZARNY METALIK",null,"0.075 kg","71 mm","71 mm","25 mm",null,null,"2025-05-08",null,"https://www.ospel.pl/sites/all/pliki/import/image/schematy/lacznik_dwubiegunowy.jpg","https://www.ospel.pl/sites/all/pliki/import/image/podtynk/aria/czarny/lp-11u_m_33.jpg","27.33.11.0","8536 50 07"]
[null,null,null,null,null,null,null,null,null,441,"ŁP-11U/m/70","Łącznik dwubiegunowy",30.2,1,"szt","PLN","23%","",4,null,null,null,null,"5907577484897",null,null,"ARIA",null,null,"",null,4,null,"https://www.ospel.pl/sites/all/pliki/import/image/podtynk/aria/szary_mat/lp-11u_m_70.jpg","https://www.ospel.pl/sites/all/pliki/import/image/rysunki/aria/laczniki.pdf",null,"10AX/250~, IP-20 zaciski bezgwintowe","","",null,null,null,"SZARY MAT",null,"0.075 kg","71 mm","71 mm","25 mm",null,null,"2025-05-08",null,"https://www.ospel.pl/sites/all/pliki/import/image/schematy/lacznik_dwubiegunowy.jpg","https://www.ospel.pl/sites/all/pliki/import/image/podtynk/aria/szary_mat/lp-11u_m_70.jpg","27.33.11.0","8536 50 07"]
[null,null,null,null,null,null,null,null,null,442,"ŁP-12US/m/00","Łącznik kontrolny z podświetleniem pomarańczowym",27.7,1,"szt","PLN","23%","",10,null,null,null,null,"5907577482145",null,null,"ARIA",null,null,"",null,10,null,"https://www.ospel.pl/sites/all/pliki/import/image/podtynk/aria/bialy/lp-12us_m_00.jpg","https://www.ospel.pl/sites/all/pliki/import/image/rysunki/aria/laczniki.pdf",null,"10AX/250~, IP-20 zaciski bezgwintowe","","",null,null,null,"BIAŁY",null,"","71 mm","71 mm","25 mm",null,null,"2025-05-08",null,"","https://www.ospel.pl/sites/all/pliki/import/image/podtynk/aria/bialy/lp-12us_m_00.jpg","27.33.11.0","8536 50 07"]
[null,null,null,null,null,null,null,null,null,443,"ŁP-12US/m/18","Łącznik kontrolny z podświetleniem niebieskim",32.700000000000003,1,"szt","PLN","23%","",4,null,null,null,null,"5907577483128",null,null,"ARIA",null,null,"",null,4,null,"https://www.ospel.pl/sites/all/pliki/import/image/podtynk/aria/srebro/lp-12us_m_18.jpg","https://www.ospel.pl/sites/all/pliki/import/image/rysunki/aria/laczniki.pdf",null,"10AX/250~, IP-20 zaciski bezgwintowe","","",null,null,null,"SREBRO",null,"","71 mm","71 mm","25 mm",null,null,"2025-05-08",null,"","https://www.ospel.pl/sites/all/pliki/import/image/podtynk/aria/srebro/lp-12us_m_18.jpg","27.33.11.0","8536 50 07"]
[null,null,null,null,null,null,null,null,null,444,"ŁP-12US/m/27","Łącznik kontrolny z podświetleniem pomarańczowym",27.7,1,"szt","PLN","23%","",10,null,null,null,null,"5907577491857",null,null,"ARIA",null,null,"",null,10,null,"https://www.ospel.pl/sites/all/pliki/import/image/podtynk/aria/ecru/lp-12us_m_27.jpg","https://www.ospel.pl/sites/all/pliki/import/image/rysunki/aria/laczniki.pdf",null,"10AX/250~, IP-20 zaciski bezgwintowe","","",null,null,null,"ECRU",null,"","71 mm","71 mm","25 mm",null,null,"2025-05-08",null,"","https://www.ospel.pl/sites/all/pliki/import/image/podtynk/aria/ecru/lp-12us_m_27.jpg","27.33.11.0","8536 50 07"]
[null,null,null,null,null,null,null,null,null,445,"ŁP-12US/m/33","Łącznik kontrolny z podświetleniem niebieskim",32.700000000000003,1,"szt","PLN","23%","",4,null,null,null,null,"5907577484019",null,null,"ARIA",null,null,"",null,4,null,"https://www.ospel.pl/sites/all/pliki/import/image/podtynk/aria/czarny/lp-12us_m_33.jpg","https://www.ospel.pl/sites/all/pliki/import/image/rysunki/aria/laczniki.pdf",null,"10AX/250~, IP-20 zaciski bezgwintowe","","",null,null,null,"CZARNY METALIK",null,"","71 mm","71 mm","25 mm",null,null,"2025-05-08",null,"","https://www.ospel.pl/sites/all/pliki/import/image/podtynk/aria/czarny/lp-12us_m_33.jpg","27.33.11.0","8536 50 07"]
[null,null,null,null,null,null,null,null,null,446,"ŁP-12US/m/70","Łącznik kontrolny z podświetleniem niebieskim",32.700000000000003,1,"szt","PLN","23%","",4,null,null,null,null,"5907577484903",null,null,"ARIA",null,null,"",null,4,null,"https://www.ospel.pl/sites/all/pliki/import/image/podtynk/aria/szary_mat/lp-12us_m_70.jpg","https://www.ospel.pl/sites/all/pliki/import/image/rysunki/aria/laczniki.pdf",null,"10AX/250~, IP-20 zaciski bezgwintowe","","",null,null,null,"SZARY MAT",null,"","71 mm","71 mm","25 mm",null,null,"2025-05-08",null,"","https://www.ospel.pl/sites/all/pliki/import/image/podtynk/aria/szary_mat/lp-12us_m_70.jpg","27.33.11.0","8536 50 07"]
[null,null,null,null,null,null,null,null,null,447,"ŁP-13U/m/00","Łącznik potrójny",33.6,1,"szt","PLN","23%","",10,null,null,null,null,"5907577482183",null,null,"ARIA",null,null,"",null,10,null,"https://www.ospel.pl/sites/all/pliki/import/image/podtynk/aria/bialy/lp-13u_m_00.jpg","https://www.ospel.pl/sites/all/pliki/import/image/rysunki/aria/laczniki.pdf",null,"10AX/250~, IP-20 zaciski bezgwintowe","","",null,null,null,"BIAŁY",null,"","71 mm","71 mm","25 mm",null,null,"2025-05-08",null,"","https://www.ospel.pl/sites/all/pliki/import/image/podtynk/aria/bialy/lp-13u_m_00.jpg","27.33.11.0","8536 50 07"]
[null,null,null,null,null,null,null,null,null,448,"ŁP-13U/m/18","Łącznik potrójny",43.2,1,"szt","PLN","23%","",4,null,null,null,null,"5907577483166",null,null,"ARIA",null,null,"",null,4,null,"https://www.ospel.pl/sites/all/pliki/import/image/podtynk/aria/srebro/lp-13u_m_18.jpg","https://www.ospel.pl/sites/all/pliki/import/image/rysunki/aria/laczniki.pdf",null,"10AX/250~, IP-20 zaciski bezgwintowe","","",null,null,null,"SREBRO",null,"","71 mm","71 mm","25 mm",null,null,"2025-05-08",null,"","https://www.ospel.pl/sites/all/pliki/import/image/podtynk/aria/srebro/lp-13u_m_18.jpg","27.33.11.0","8536 50 07"]
[null,null,null,null,null,null,null,null,null,449,"ŁP-13U/m/27","Łącznik potrójny",33.6,1,"szt","PLN","23%","",10,null,null,null,null,"5907577491895",null,null,"ARIA",null,null,"",null,10,null,"https://www.ospel.pl/sites/all/pliki/import/image/podtynk/aria/ecru/lp-13u_m_27.jpg","https://www.ospel.pl/sites/all/pliki/import/image/rysunki/aria/laczniki.pdf",null,"10AX/250~, IP-20 zaciski bezgwintowe","","",null,null,null,"ECRU",null,"","71 mm","71 mm","25 mm",null,null,"2025-05-08",null,"","https://www.ospel.pl/sites/all/pliki/import/image/podtynk/aria/ecru/lp-13u_m_27.jpg","27.33.11.0","8536 50 07"]
[null,null,null,null,null,null,null,null,null,450,"ŁP-13U/m/33","Łącznik potrójny",43.2,1,"szt","PLN","23%","",4,null,null,null,null,"5907577484057",null,null,"ARIA",null,null,"",null,4,null,"https://www.ospel.pl/sites/all/pliki/import/image/podtynk/aria/czarny/lp-13u_m_33.jpg","https://www.ospel.pl/sites/all/pliki/import/image/rysunki/aria/laczniki.pdf",null,"10AX/250~, IP-20 zaciski bezgwintowe","","",null,null,null,"CZARNY METALIK",null,"","71 mm","71 mm","25 mm",null,null,"2025-05-08",null,"","https://www.ospel.pl/sites/all/pliki/import/image/podtynk/aria/czarny/lp-13u_m_33.jpg","27.33.11.0","8536 50 07"]
[null,null,null,null,null,null,null,null,null,451,"ŁP-13U/m/70","Łącznik potrójny",43.2,1,"szt","PLN","23%","",4,null,null,null,null,"5907577484941",null,null,"ARIA",null,null,"",null,4,null,"https://www.ospel.pl/sites/all/pliki/import/image/podtynk/aria/szary_mat/lp-13u_m_70.jpg","https://www.ospel.pl/sites/all/pliki/import/image/rysunki/aria/laczniki.pdf",null,"10AX/250~, IP-20 zaciski bezgwintowe","","",null,null,null,"SZARY MAT",null,"","71 mm","71 mm","25 mm",null,null,"2025-05-08",null,"","https://www.ospel.pl/sites/all/pliki/import/image/podtynk/aria/szary_mat/lp-13u_m_70.jpg","27.33.11.0","8536 50 07"]
[null,null,null,null,null,null,null,null,null,452,"ŁP-15US/m/00","Łącznik hotelowy z podświetleniem pomarańczowym",115.5,1,"szt","PLN","23%","",5,null,null,null,null,"5907577482732",null,null,"ARIA",null,null,"",null,5,null,"https://www.ospel.pl/sites/all/pliki/import/image/podtynk/aria/bialy/lp-15us_m_00.jpg","https://www.ospel.pl/sites/all/pliki/import/image/rysunki/aria/lacznik_hotel.pdf",null,"16A230~, IP-20, zaciski gwintowe","","Tylko na zamówienie",null,null,null,"BIAŁY",null,"","71 mm","71 mm","32 mm",null,null,"2025-05-08",null,"","https://www.ospel.pl/sites/all/pliki/import/image/podtynk/aria/bialy/lp-15us_m_00.jpg","27.33.11.0","8536 50 05"]
[null,null,null,null,null,null,null,null,null,453,"ŁP-15US/m/18","Łącznik hotelowy z podświetleniem pomarańczowym",120,1,"szt","PLN","23%","",5,null,null,null,null,"5907577483692",null,null,"ARIA",null,null,"",null,5,null,"https://www.ospel.pl/sites/all/pliki/import/image/podtynk/aria/srebro/lp-15us_m_18.jpg","https://www.ospel.pl/sites/all/pliki/import/image/rysunki/aria/lacznik_hotel.pdf",null,"16A230~, IP-20, zaciski gwintowe","","Tylko na zamówienie",null,null,null,"SREBRO",null,"","71 mm","71 mm","32 mm",null,null,"2025-05-08",null,"","https://www.ospel.pl/sites/all/pliki/import/image/podtynk/aria/srebro/lp-15us_m_18.jpg","27.33.11.0","8536 50 05"]
[null,null,null,null,null,null,null,null,null,454,"ŁP-15US/m/27","Łącznik hotelowy z podświetleniem pomarańczowym",115.5,1,"szt","PLN","23%","",5,null,null,null,null,"5907577492441",null,null,"ARIA",null,null,"",null,5,null,"https://www.ospel.pl/sites/all/pliki/import/image/podtynk/aria/ecru/lp-15us_m_27.jpg","https://www.ospel.pl/sites/all/pliki/import/image/rysunki/aria/lacznik_hotel.pdf",null,"16A230~, IP-20, zaciski gwintowe","","Tylko na zamówienie",null,null,null,"ECRU",null,"","71 mm","71 mm","32 mm",null,null,"2025-05-08",null,"","https://www.ospel.pl/sites/all/pliki/import/image/podtynk/aria/ecru/lp-15us_m_27.jpg","27.33.11.0","8536 50 05"]
[null,null,null,null,null,null,null,null,null,455,"ŁP-15US/m/33","Łącznik hotelowy z podświetleniem pomarańczowym",120,1,"szt","PLN","23%","",5,null,null,null,null,"5907577484583",null,null,"ARIA",null,null,"",null,5,null,"https://www.ospel.pl/sites/all/pliki/import/image/podtynk/aria/czarny/lp-15us_m_33.jpg","https://www.ospel.pl/sites/all/pliki/import/image/rysunki/aria/lacznik_hotel.pdf",null,"16A230~, IP-20, zaciski gwintowe","","Tylko na zamówienie",null,null,null,"CZARNY METALIK",null,"","71 mm","71 mm","32 mm",null,null,"2025-05-08",null,"","https://www.ospel.pl/sites/all/pliki/import/image/podtynk/aria/czarny/lp-15us_m_33.jpg","27.33.11.0","8536 50 05"]
[null,null,null,null,null,null,null,null,null,456,"ŁP-15US/m/70","Łącznik hotelowy z podświetleniem pomarańczowym",120,1,"szt","PLN","23%","",5,null,null,null,null,"5907577485474",null,null,"ARIA",null,null,"",null,5,null,"https://www.ospel.pl/sites/all/pliki/import/image/podtynk/aria/szary_mat/lp-15us_m_70.jpg","https://www.ospel.pl/sites/all/pliki/import/image/rysunki/aria/lacznik_hotel.pdf",null,"16A230~, IP-20, zaciski gwintowe","","Tylko na zamówienie",null,null,null,"SZARY MAT",null,"","71 mm","71 mm","32 mm",null,null,"2025-05-08",null,"","https://www.ospel.pl/sites/all/pliki/import/image/podtynk/aria/szary_mat/lp-15us_m_70.jpg","27.33.11.0","8536 50 05"]
[null,null,null,null,null,null,null,null,null,457,"ŁP-16U/m/00","Elektroniczny czujnik ruchu",263.3,1,"szt","PLN","23%","",5,null,null,null,null,"5907577482749",null,null,"ARIA",null,null,"",null,5,null,"https://www.ospel.pl/sites/all/pliki/import/image/podtynk/aria/bialy/lp-16u_m_00.jpg","https://www.ospel.pl/sites/all/pliki/import/image/rysunki/aria/czujnik_ruchu.pdf",null,"Zasięg działania do 7 metrów","","Tylko na zamówienie",null,null,null,"BIAŁY",null,"","71 mm","71 mm","31 mm",null,null,"2025-05-08",null,"","https://www.ospel.pl/sites/all/pliki/import/image/podtynk/aria/bialy/lp-16u_m_00.jpg","27.33.11.0","8536 50 05"]
[null,null,null,null,null,null,null,null,null,458,"ŁP-16U/m/18","Elektroniczny czujnik ruchu",278.60000000000002,1,"szt","PLN","23%","",5,null,null,null,null,"5907577483708",null,null,"ARIA",null,null,"",null,5,null,"https://www.ospel.pl/sites/all/pliki/import/image/podtynk/aria/srebro/lp-16u_m_18.jpg","https://www.ospel.pl/sites/all/pliki/import/image/rysunki/aria/czujnik_ruchu.pdf",null,"Zasięg działania do 7 metrów","","Tylko na zamówienie",null,null,null,"SREBRO",null,"","71 mm","71 mm","31 mm",null,null,"2025-05-08",null,"","https://www.ospel.pl/sites/all/pliki/import/image/podtynk/aria/srebro/lp-16u_m_18.jpg","27.33.11.0","8536 50 05"]
[null,null,null,null,null,null,null,null,null,459,"ŁP-16U/m/27","Elektroniczny czujnik ruchu",263.3,1,"szt","PLN","23%","",5,null,null,null,null,"5907577492458",null,null,"ARIA",null,null,"",null,5,null,"https://www.ospel.pl/sites/all/pliki/import/image/podtynk/aria/ecru/lp-16u_m_27.jpg","https://www.ospel.pl/sites/all/pliki/import/image/rysunki/aria/czujnik_ruchu.pdf",null,"Zasięg działania do 7 metrów","","Tylko na zamówienie",null,null,null,"ECRU",null,"","71 mm","71 mm","31 mm",null,null,"2025-05-08",null,"","https://www.ospel.pl/sites/all/pliki/import/image/podtynk/aria/ecru/lp-16u_m_27.jpg","27.33.11.0","8536 50 05"]
[null,null,null,null,null,null,null,null,null,460,"ŁP-16U/m/33","Elektroniczny czujnik ruchu",278.60000000000002,1,"szt","PLN","23%","",5,null,null,null,null,"5907577484590",null,null,"ARIA",null,null,"",null,5,null,"https://www.ospel.pl/sites/all/pliki/import/image/podtynk/aria/czarny/lp-16u_m_33.jpg","https://www.ospel.pl/sites/all/pliki/import/image/rysunki/aria/czujnik_ruchu.pdf",null,"Zasięg działania do 7 metrów","","Tylko na zamówienie",null,null,null,"CZARNY METALIK",null,"","71 mm","71 mm","31 mm",null,null,"2025-05-08",null,"","https://www.ospel.pl/sites/all/pliki/import/image/podtynk/aria/czarny/lp-16u_m_33.jpg","27.33.11.0","8536 50 05"]
[null,null,null,null,null,null,null,null,null,461,"ŁP-16U/m/70","Elektroniczny czujnik ruchu",278.60000000000002,1,"szt","PLN","23%","",5,null,null,null,null,"5907577485481",null,null,"ARIA",null,null,"",null,5,null,"https://www.ospel.pl/sites/all/pliki/import/image/podtynk/aria/szary_mat/lp-16u_m_70.jpg","https://www.ospel.pl/sites/all/pliki/import/image/rysunki/aria/czujnik_ruchu.pdf",null,"Zasięg działania do 7 metrów","","Tylko na zamówienie",null,null,null,"SZARY MAT",null,"","71 mm","71 mm","31 mm",null,null,"2025-05-08",null,"","https://www.ospel.pl/sites/all/pliki/import/image/podtynk/aria/szary_mat/lp-16u_m_70.jpg","27.33.11.0","8536 50 05"]
[null,null,null,null,null,null,null,null,null,462,"ŁP-17U/m/00","Łącznik podwójny zwierny",30.5,1,"szt","PLN","23%","",10,null,null,null,null,"5907577482176",null,null,"ARIA",null,null,"",null,10,null,"https://www.ospel.pl/sites/all/pliki/import/image/podtynk/aria/bialy/lp-2u_m_00.jpg","https://www.ospel.pl/sites/all/pliki/import/image/rysunki/aria/laczniki.pdf",null,"10AX/250~, IP-20 zaciski bezgwintowe","","",null,null,null,"BIAŁY",null,"0.076 kg","71 mm","71 mm","25 mm",null,null,"2025-05-08",null,"","https://www.ospel.pl/sites/all/pliki/import/image/podtynk/aria/bialy/lp-2u_m_00.jpg","27.33.11.0","8536 50 07"]
[null,null,null,null,null,null,null,null,null,463,"ŁP-17U/m/18","Łącznik podwójny zwierny",38.700000000000003,1,"szt","PLN","23%","",4,null,null,null,null,"5907577483159",null,null,"ARIA",null,null,"",null,4,null,"https://www.ospel.pl/sites/all/pliki/import/image/podtynk/aria/srebro/lp-17u_m_18.jpg","https://www.ospel.pl/sites/all/pliki/import/image/rysunki/aria/laczniki.pdf",null,"10AX/250~, IP-20 zaciski bezgwintowe","","",null,null,null,"SREBRO",null,"0.076 kg","71 mm","71 mm","25 mm",null,null,"2025-05-08",null,"","https://www.ospel.pl/sites/all/pliki/import/image/podtynk/aria/srebro/lp-17u_m_18.jpg","27.33.11.0","8536 50 07"]
[null,null,null,null,null,null,null,null,null,464,"ŁP-17U/m/27","Łącznik podwójny zwierny",30.5,1,"szt","PLN","23%","",10,null,null,null,null,"5907577491888",null,null,"ARIA",null,null,"",null,10,null,"https://www.ospel.pl/sites/all/pliki/import/image/podtynk/aria/ecru/lp-17u_m_27.jpg","https://www.ospel.pl/sites/all/pliki/import/image/rysunki/aria/laczniki.pdf",null,"10AX/250~, IP-20 zaciski bezgwintowe","","",null,null,null,"ECRU",null,"0.076 kg","71 mm","71 mm","25 mm",null,null,"2025-05-08",null,"","https://www.ospel.pl/sites/all/pliki/import/image/podtynk/aria/ecru/lp-17u_m_27.jpg","27.33.11.0","8536 50 07"]
[null,null,null,null,null,null,null,null,null,465,"ŁP-17U/m/33","Łącznik podwójny zwierny",38.700000000000003,1,"szt","PLN","23%","",4,null,null,null,null,"5907577484040",null,null,"ARIA",null,null,"",null,4,null,"https://www.ospel.pl/sites/all/pliki/import/image/podtynk/aria/czarny/lp-17u_m_33.jpg","https://www.ospel.pl/sites/all/pliki/import/image/rysunki/aria/laczniki.pdf",null,"10AX/250~, IP-20 zaciski bezgwintowe","","",null,null,null,"CZARNY METALIK",null,"0.076 kg","71 mm","71 mm","25 mm",null,null,"2025-05-08",null,"","https://www.ospel.pl/sites/all/pliki/import/image/podtynk/aria/czarny/lp-17u_m_33.jpg","27.33.11.0","8536 50 07"]
[null,null,null,null,null,null,null,null,null,466,"ŁP-17U/m/70","Łącznik podwójny zwierny",38.700000000000003,1,"szt","PLN","23%","",4,null,null,null,null,"5907577484934",null,null,"ARIA",null,null,"",null,4,null,"https://www.ospel.pl/sites/all/pliki/import/image/podtynk/aria/szary_mat/lp-17u_m_70.jpg","https://www.ospel.pl/sites/all/pliki/import/image/rysunki/aria/laczniki.pdf",null,"10AX/250~, IP-20 zaciski bezgwintowe","","",null,null,null,"SZARY MAT",null,"0.076 kg","71 mm","71 mm","25 mm",null,null,"2025-05-08",null,"","https://www.ospel.pl/sites/all/pliki/import/image/podtynk/aria/szary_mat/lp-17u_m_70.jpg","27.33.11.0","8536 50 07"]
[null,null,null,null,null,null,null,null,null,467,"ŁP-19U/m/00","Łącznik podwójny krzyżowy",53.9,1,"szt","PLN","23%","",10,null,null,null,null,"5906729017327",null,null,"ARIA",null,null,"",null,10,null,"https://www.ospel.pl/sites/all/pliki/import/image/podtynk/aria/bialy/lp-2u_m_00.jpg","https://www.ospel.pl/sites/all/pliki/import/image/rysunki/aria/laczniki.pdf",null,"10AX250~, IP-20 zaciski gwintowe","","",null,null,null,"BIAŁY",null,"","71 mm","71 mm","25 mm",null,null,"2025-05-08",null,"","https://www.ospel.pl/sites/all/pliki/import/image/podtynk/aria/bialy/lp-2u_m_00.jpg","27.33.11.0","8536 50 07"]
[null,null,null,null,null,null,null,null,null,468,"ŁP-19U/m/18","Łącznik podwójny krzyżowy",60.8,1,"szt","PLN","23%","",4,null,null,null,null,"5906729017334",null,null,"ARIA",null,null,"",null,4,null,"https://www.ospel.pl/sites/all/pliki/import/image/podtynk/aria/srebro/lp-2u_m_18.jpg","https://www.ospel.pl/sites/all/pliki/import/image/rysunki/aria/laczniki.pdf",null,"10AX250~, IP-20 zaciski gwintowe","","",null,null,null,"SREBRO",null,"","71 mm","71 mm","25 mm",null,null,"2025-05-08",null,"","https://www.ospel.pl/sites/all/pliki/import/image/podtynk/aria/srebro/lp-2u_m_18.jpg","27.33.11.0","8536 50 07"]
[null,null,null,null,null,null,null,null,null,469,"ŁP-19U/m/27","Łącznik podwójny krzyżowy",53.9,1,"szt","PLN","23%","",10,null,null,null,null,"5906729017341",null,null,"ARIA",null,null,"",null,10,null,"https://www.ospel.pl/sites/all/pliki/import/image/podtynk/aria/ecru/lp-2u_m_27.jpg","https://www.ospel.pl/sites/all/pliki/import/image/rysunki/aria/laczniki.pdf",null,"10AX250~, IP-20 zaciski gwintowe","","",null,null,null,"ECRU",null,"","71 mm","71 mm","25 mm",null,null,"2025-05-08",null,"","https://www.ospel.pl/sites/all/pliki/import/image/podtynk/aria/ecru/lp-2u_m_27.jpg","27.33.11.0","8536 50 07"]
[null,null,null,null,null,null,null,null,null,470,"ŁP-19U/m/33","Łącznik podwójny krzyżowy",60.8,1,"szt","PLN","23%","",4,null,null,null,null,"5906729017358",null,null,"ARIA",null,null,"",null,4,null,"https://www.ospel.pl/sites/all/pliki/import/image/podtynk/aria/czarny/lp-2u_m_33.jpg","https://www.ospel.pl/sites/all/pliki/import/image/rysunki/aria/laczniki.pdf",null,"10AX250~, IP-20 zaciski gwintowe","","",null,null,null,"CZARNY METALIK",null,"","71 mm","71 mm","25 mm",null,null,"2025-05-08",null,"","https://www.ospel.pl/sites/all/pliki/import/image/podtynk/aria/czarny/lp-2u_m_33.jpg","27.33.11.0","8536 50 07"]
[null,null,null,null,null,null,null,null,null,471,"ŁP-19U/m/70","Łącznik podwójny krzyżowy",60.8,1,"szt","PLN","23%","",4,null,null,null,null,"5906729017365",null,null,"ARIA",null,null,"",null,4,null,"https://www.ospel.pl/sites/all/pliki/import/image/podtynk/aria/szary_mat/lp-2u_m_70.jpg","https://www.ospel.pl/sites/all/pliki/import/image/rysunki/aria/laczniki.pdf",null,"10AX250~, IP-20 zaciski gwintowe","","",null,null,null,"SZARY MAT",null,"","71 mm","71 mm","25 mm",null,null,"2025-05-08",null,"","https://www.ospel.pl/sites/all/pliki/import/image/podtynk/aria/szary_mat/lp-2u_m_70.jpg","27.33.11.0","8536 50 07"]
[null,null,null,null,null,null,null,null,null,472,"ŁP-1U/m/00","Łącznik jednobiegunowy",18.3,1,"szt","PLN","23%","",10,null,null,null,null,"5907577482046",null,null,"ARIA",null,null,"",null,10,null,"https://www.ospel.pl/sites/all/pliki/import/image/podtynk/aria/bialy/lp-1u_m_00.jpg","https://www.ospel.pl/sites/all/pliki/import/image/rysunki/aria/laczniki.pdf",null,"10AX/250~, IP-20 zaciski bezgwintowe","","",null,null,null,"BIAŁY",null,"0.076 kg","71 mm","71 mm","25 mm",null,null,"2025-05-08",null,"","https://www.ospel.pl/sites/all/pliki/import/image/podtynk/aria/bialy/lp-1u_m_00.jpg","27.33.11.0","8536 50 07"]
[null,null,null,null,null,null,null,null,null,473,"ŁP-1U/m/18","Łącznik jednobiegunowy",27.4,1,"szt","PLN","23%","",4,null,null,null,null,"5907577483029",null,null,"ARIA",null,null,"",null,4,null,"https://www.ospel.pl/sites/all/pliki/import/image/podtynk/aria/srebro/lp-1u_m_18.jpg","https://www.ospel.pl/sites/all/pliki/import/image/rysunki/aria/laczniki.pdf",null,"10AX/250~, IP-20 zaciski bezgwintowe","","",null,null,null,"SREBRO",null,"0.076 kg","71 mm","71 mm","25 mm",null,null,"2025-05-08",null,"","https://www.ospel.pl/sites/all/pliki/import/image/podtynk/aria/srebro/lp-1u_m_18.jpg","27.33.11.0","8536 50 07"]
[null,null,null,null,null,null,null,null,null,474,"ŁP-1U/m/27","Łącznik jednobiegunowy",18.3,1,"szt","PLN","23%","",10,null,null,null,null,"5907577491758",null,null,"ARIA",null,null,"",null,10,null,"https://www.ospel.pl/sites/all/pliki/import/image/podtynk/aria/ecru/lp-1u_m_27.jpg","https://www.ospel.pl/sites/all/pliki/import/image/rysunki/aria/laczniki.pdf",null,"10AX/250~, IP-20 zaciski bezgwintowe","","",null,null,null,"ECRU",null,"0.076 kg","71 mm","71 mm","25 mm",null,null,"2025-05-08",null,"","https://www.ospel.pl/sites/all/pliki/import/image/podtynk/aria/ecru/lp-1u_m_27.jpg","27.33.11.0","8536 50 07"]
[null,null,null,null,null,null,null,null,null,475,"ŁP-1U/m/33","Łącznik jednobiegunowy",27.4,1,"szt","PLN","23%","",4,null,null,null,null,"5907577483913",null,null,"ARIA",null,null,"",null,4,null,"https://www.ospel.pl/sites/all/pliki/import/image/podtynk/aria/czarny/lp-1u_m_33.jpg","https://www.ospel.pl/sites/all/pliki/import/image/rysunki/aria/laczniki.pdf",null,"10AX/250~, IP-20 zaciski bezgwintowe","","",null,null,null,"CZARNY METALIK",null,"0.076 kg","71 mm","71 mm","25 mm",null,null,"2025-05-08",null,"","https://www.ospel.pl/sites/all/pliki/import/image/podtynk/aria/czarny/lp-1u_m_33.jpg","27.33.11.0","8536 50 07"]
[null,null,null,null,null,null,null,null,null,476,"ŁP-1U/m/70","Łącznik jednobiegunowy",27.4,1,"szt","PLN","23%","",4,null,null,null,null,"5907577484804",null,null,"ARIA",null,null,"",null,4,null,"https://www.ospel.pl/sites/all/pliki/import/image/podtynk/aria/szary_mat/lp-1u_m_70.jpg","https://www.ospel.pl/sites/all/pliki/import/image/rysunki/aria/laczniki.pdf",null,"10AX/250~, IP-20 zaciski bezgwintowe","","",null,null,null,"SZARY MAT",null,"0.076 kg","71 mm","71 mm","25 mm",null,null,"2025-05-08",null,"","https://www.ospel.pl/sites/all/pliki/import/image/podtynk/aria/szary_mat/lp-1u_m_70.jpg","27.33.11.0","8536 50 07"]
[null,null,null,null,null,null,null,null,null,477,"ŁP-21U/m/00","Łącznik zwierny",19.399999999999999,1,"szt","PLN","23%","",10,null,null,null,null,"5907577482107",null,null,"ARIA",null,null,"",null,10,null,"https://www.ospel.pl/sites/all/pliki/import/image/podtynk/aria/bialy/lp-21u_m_00.jpg","https://www.ospel.pl/sites/all/pliki/import/image/rysunki/aria/laczniki.pdf",null,"10AX/250~, IP-20 zaciski bezgwintowe","","",null,null,null,"BIAŁY",null,"0.071 kg","71 mm","71 mm","25 mm",null,null,"2025-05-08",null,"","https://www.ospel.pl/sites/all/pliki/import/image/podtynk/aria/bialy/lp-21u_m_00.jpg","27.33.11.0","8536 50 07"]
[null,null,null,null,null,null,null,null,null,478,"ŁP-21U/m/18","Łącznik zwierny",28.8,1,"szt","PLN","23%","",4,null,null,null,null,"5907577483081",null,null,"ARIA",null,null,"",null,4,null,"https://www.ospel.pl/sites/all/pliki/import/image/podtynk/aria/srebro/lp-21u_m_18.jpg","https://www.ospel.pl/sites/all/pliki/import/image/rysunki/aria/laczniki.pdf",null,"10AX/250~, IP-20 zaciski bezgwintowe","","",null,null,null,"SREBRO",null,"0.071 kg","71 mm","71 mm","25 mm",null,null,"2025-05-08",null,"","https://www.ospel.pl/sites/all/pliki/import/image/podtynk/aria/srebro/lp-21u_m_18.jpg","27.33.11.0","8536 50 07"]
[null,null,null,null,null,null,null,null,null,479,"ŁP-21U/m/27","Łącznik zwierny",19.399999999999999,1,"szt","PLN","23%","",10,null,null,null,null,"5907577491819",null,null,"ARIA",null,null,"",null,10,null,"https://www.ospel.pl/sites/all/pliki/import/image/podtynk/aria/ecru/lp-21u_m_27.jpg","https://www.ospel.pl/sites/all/pliki/import/image/rysunki/aria/laczniki.pdf",null,"10AX/250~, IP-20 zaciski bezgwintowe","","",null,null,null,"ECRU",null,"0.071 kg","71 mm","71 mm","25 mm",null,null,"2025-05-08",null,"","https://www.ospel.pl/sites/all/pliki/import/image/podtynk/aria/ecru/lp-21u_m_27.jpg","27.33.11.0","8536 50 07"]
[null,null,null,null,null,null,null,null,null,480,"ŁP-21U/m/33","Łącznik zwierny",28.8,1,"szt","PLN","23%","",4,null,null,null,null,"5907577483975",null,null,"ARIA",null,null,"",null,4,null,"https://www.ospel.pl/sites/all/pliki/import/image/podtynk/aria/czarny/lp-21u_m_33.jpg","https://www.ospel.pl/sites/all/pliki/import/image/rysunki/aria/laczniki.pdf",null,"10AX/250~, IP-20 zaciski bezgwintowe","","",null,null,null,"CZARNY METALIK",null,"0.071 kg","71 mm","71 mm","25 mm",null,null,"2025-05-08",null,"","https://www.ospel.pl/sites/all/pliki/import/image/podtynk/aria/czarny/lp-21u_m_33.jpg","27.33.11.0","8536 50 07"]
[null,null,null,null,null,null,null,null,null,481,"ŁP-21U/m/70","Łącznik zwierny",28.8,1,"szt","PLN","23%","",4,null,null,null,null,"5907577484866",null,null,"ARIA",null,null,"",null,4,null,"https://www.ospel.pl/sites/all/pliki/import/image/podtynk/aria/szary_mat/lp-21u_m_70.jpg","https://www.ospel.pl/sites/all/pliki/import/image/rysunki/aria/laczniki.pdf",null,"10AX/250~, IP-20 zaciski bezgwintowe","","",null,null,null,"SZARY MAT",null,"0.071 kg","71 mm","71 mm","25 mm",null,null,"2025-05-08",null,"","https://www.ospel.pl/sites/all/pliki/import/image/podtynk/aria/szary_mat/lp-21u_m_70.jpg","27.33.11.0","8536 50 07"]
[null,null,null,null,null,null,null,null,null,482,"ŁP-24U/m/00","Łącznik potrójny zwierny",35.700000000000003,1,"szt","PLN","23%","",10,null,null,null,null,"5906729007854",null,null,"ARIA",null,null,"",null,10,null,"https://www.ospel.pl/sites/all/pliki/import/image/podtynk/aria/bialy/lp-13u_m_00.jpg","https://www.ospel.pl/sites/all/pliki/import/image/rysunki/aria/laczniki.pdf",null,"10AX/250~, IP-20 zaciski bezgwintowe","","",null,null,null,"BIAŁY",null,"","71 mm","71 mm","25 mm",null,null,"2025-05-08",null,"","https://www.ospel.pl/sites/all/pliki/import/image/podtynk/aria/bialy/lp-13u_m_00.jpg","27.33.11.0","8536 50 07"]
[null,null,null,null,null,null,null,null,null,483,"ŁP-24U/m/18","Łącznik potrójny zwierny",44.6,1,"szt","PLN","23%","",4,null,null,null,null,"5906729007861",null,null,"ARIA",null,null,"",null,4,null,"https://www.ospel.pl/sites/all/pliki/import/image/podtynk/aria/srebro/lp-13u_m_18.jpg","https://www.ospel.pl/sites/all/pliki/import/image/rysunki/aria/laczniki.pdf",null,"10AX/250~, IP-20 zaciski bezgwintowe","","",null,null,null,"SREBRO",null,"","71 mm","71 mm","25 mm",null,null,"2025-05-08",null,"","https://www.ospel.pl/sites/all/pliki/import/image/podtynk/aria/srebro/lp-13u_m_18.jpg","27.33.11.0","8536 50 07"]
[null,null,null,null,null,null,null,null,null,484,"ŁP-24U/m/27","Łącznik potrójny zwierny",35.700000000000003,1,"szt","PLN","23%","",10,null,null,null,null,"5906729007878",null,null,"ARIA",null,null,"",null,10,null,"https://www.ospel.pl/sites/all/pliki/import/image/podtynk/aria/ecru/lp-13u_m_27.jpg","https://www.ospel.pl/sites/all/pliki/import/image/rysunki/aria/laczniki.pdf",null,"10AX/250~, IP-20 zaciski bezgwintowe","","",null,null,null,"ECRU",null,"","71 mm","71 mm","25 mm",null,null,"2025-05-08",null,"","https://www.ospel.pl/sites/all/pliki/import/image/podtynk/aria/ecru/lp-13u_m_27.jpg","27.33.11.0","8536 50 07"]
[null,null,null,null,null,null,null,null,null,485,"ŁP-24U/m/33","Łącznik potrójny zwierny",44.6,1,"szt","PLN","23%","",4,null,null,null,null,"5906729007885",null,null,"ARIA",null,null,"",null,4,null,"https://www.ospel.pl/sites/all/pliki/import/image/podtynk/aria/czarny/lp-13u_m_33.jpg","https://www.ospel.pl/sites/all/pliki/import/image/rysunki/aria/laczniki.pdf",null,"10AX/250~, IP-20 zaciski bezgwintowe","","",null,null,null,"CZARNY METALIK",null,"","71 mm","71 mm","25 mm",null,null,"2025-05-08",null,"","https://www.ospel.pl/sites/all/pliki/import/image/podtynk/aria/czarny/lp-13u_m_33.jpg","27.33.11.0","8536 50 07"]
[null,null,null,null,null,null,null,null,null,486,"ŁP-24U/m/70","Łącznik potrójny zwierny",44.6,1,"szt","PLN","23%","",4,null,null,null,null,"5906729007892",null,null,"ARIA",null,null,"",null,4,null,"https://www.ospel.pl/sites/all/pliki/import/image/podtynk/aria/szary_mat/lp-13u_m_70.jpg","https://www.ospel.pl/sites/all/pliki/import/image/rysunki/aria/laczniki.pdf",null,"10AX/250~, IP-20 zaciski bezgwintowe","","",null,null,null,"SZARY MAT",null,"","71 mm","71 mm","25 mm",null,null,"2025-05-08",null,"","https://www.ospel.pl/sites/all/pliki/import/image/podtynk/aria/szary_mat/lp-13u_m_70.jpg","27.33.11.0","8536 50 07"]
[null,null,null,null,null,null,null,null,null,487,"ŁP-2U/m/00","Łącznik dwugrupowy świecznikowy",20.5,1,"szt","PLN","23%","",10,null,null,null,null,"5907577482053",null,null,"ARIA",null,null,"",null,10,null,"https://www.ospel.pl/sites/all/pliki/import/image/podtynk/aria/bialy/lp-2u_m_00.jpg","https://www.ospel.pl/sites/all/pliki/import/image/rysunki/aria/laczniki.pdf",null,"10AX/250~, IP-20 zaciski bezgwintowe","","",null,null,null,"BIAŁY",null,"0.084 kg","71 mm","71 mm","25 mm",null,null,"2025-05-08",null,"","https://www.ospel.pl/sites/all/pliki/import/image/podtynk/aria/bialy/lp-2u_m_00.jpg","27.33.11.0","8536 50 07"]
[null,null,null,null,null,null,null,null,null,488,"ŁP-2U/m/18","Łącznik dwugrupowy świecznikowy",31,1,"szt","PLN","23%","",4,null,null,null,null,"5907577483036",null,null,"ARIA",null,null,"",null,4,null,"https://www.ospel.pl/sites/all/pliki/import/image/podtynk/aria/srebro/lp-2u_m_18.jpg","https://www.ospel.pl/sites/all/pliki/import/image/rysunki/aria/laczniki.pdf",null,"10AX/250~, IP-20 zaciski bezgwintowe","","",null,null,null,"SREBRO",null,"0.084 kg","71 mm","71 mm","25 mm",null,null,"2025-05-08",null,"","https://www.ospel.pl/sites/all/pliki/import/image/podtynk/aria/srebro/lp-2u_m_18.jpg","27.33.11.0","8536 50 07"]
[null,null,null,null,null,null,null,null,null,489,"ŁP-2U/m/27","Łącznik dwugrupowy świecznikowy",20.5,1,"szt","PLN","23%","",10,null,null,null,null,"5907577491765",null,null,"ARIA",null,null,"",null,10,null,"https://www.ospel.pl/sites/all/pliki/import/image/podtynk/aria/ecru/lp-2u_m_27.jpg","https://www.ospel.pl/sites/all/pliki/import/image/rysunki/aria/laczniki.pdf",null,"10AX/250~, IP-20 zaciski bezgwintowe","","",null,null,null,"ECRU",null,"0.084 kg","71 mm","71 mm","25 mm",null,null,"2025-05-08",null,"","https://www.ospel.pl/sites/all/pliki/import/image/podtynk/aria/ecru/lp-2u_m_27.jpg","27.33.11.0","8536 50 07"]
[null,null,null,null,null,null,null,null,null,490,"ŁP-2U/m/33","Łącznik dwugrupowy świecznikowy",31,1,"szt","PLN","23%","",4,null,null,null,null,"5907577483920",null,null,"ARIA",null,null,"",null,4,null,"https://www.ospel.pl/sites/all/pliki/import/image/podtynk/aria/czarny/lp-2u_m_33.jpg","https://www.ospel.pl/sites/all/pliki/import/image/rysunki/aria/laczniki.pdf",null,"10AX/250~, IP-20 zaciski bezgwintowe","","",null,null,null,"CZARNY METALIK",null,"0.084 kg","71 mm","71 mm","25 mm",null,null,"2025-05-08",null,"","https://www.ospel.pl/sites/all/pliki/import/image/podtynk/aria/czarny/lp-2u_m_33.jpg","27.33.11.0","8536 50 07"]
[null,null,null,null,null,null,null,null,null,491,"ŁP-2U/m/70","Łącznik dwugrupowy świecznikowy",31,1,"szt","PLN","23%","",4,null,null,null,null,"5907577484811",null,null,"ARIA",null,null,"",null,4,null,"https://www.ospel.pl/sites/all/pliki/import/image/podtynk/aria/szary_mat/lp-2u_m_70.jpg","https://www.ospel.pl/sites/all/pliki/import/image/rysunki/aria/laczniki.pdf",null,"10AX/250~, IP-20 zaciski bezgwintowe","","",null,null,null,"SZARY MAT",null,"0.084 kg","71 mm","71 mm","25 mm",null,null,"2025-05-08",null,"","https://www.ospel.pl/sites/all/pliki/import/image/podtynk/aria/szary_mat/lp-2u_m_70.jpg","27.33.11.0","8536 50 07"]
[null,null,null,null,null,null,null,null,null,492,"ŁP-3U/m/00","Łącznik schodowy",20.6,1,"szt","PLN","23%","",10,null,null,null,null,"5907577482060",null,null,"ARIA",null,null,"",null,10,null,"https://www.ospel.pl/sites/all/pliki/import/image/podtynk/aria/bialy/lp-3u_m_00.jpg","https://www.ospel.pl/sites/all/pliki/import/image/rysunki/aria/laczniki.pdf",null,"10AX/250~, IP-20 zaciski bezgwintowe","","",null,null,null,"BIAŁY",null,"0.080 kg","71 mm","71 mm","25 mm",null,null,"2025-05-08",null,"","https://www.ospel.pl/sites/all/pliki/import/image/podtynk/aria/bialy/lp-3u_m_00.jpg","27.33.11.0","8536 50 07"]
[null,null,null,null,null,null,null,null,null,493,"ŁP-3U/m/18","Łącznik schodowy",29,1,"szt","PLN","23%","",4,null,null,null,null,"5907577483043",null,null,"ARIA",null,null,"",null,4,null,"https://www.ospel.pl/sites/all/pliki/import/image/podtynk/aria/srebro/lp-3u_m_18.jpg","https://www.ospel.pl/sites/all/pliki/import/image/rysunki/aria/laczniki.pdf",null,"10AX/250~, IP-20 zaciski bezgwintowe","","",null,null,null,"SREBRO",null,"0.080 kg","71 mm","71 mm","25 mm",null,null,"2025-05-08",null,"","https://www.ospel.pl/sites/all/pliki/import/image/podtynk/aria/srebro/lp-3u_m_18.jpg","27.33.11.0","8536 50 07"]
[null,null,null,null,null,null,null,null,null,494,"ŁP-3U/m/27","Łącznik schodowy",20.6,1,"szt","PLN","23%","",10,null,null,null,null,"5907577491772",null,null,"ARIA",null,null,"",null,10,null,"https://www.ospel.pl/sites/all/pliki/import/image/podtynk/aria/ecru/lp-3u_m_27.jpg","https://www.ospel.pl/sites/all/pliki/import/image/rysunki/aria/laczniki.pdf",null,"10AX/250~, IP-20 zaciski bezgwintowe","","",null,null,null,"ECRU",null,"0.080 kg","71 mm","71 mm","25 mm",null,null,"2025-05-08",null,"","https://www.ospel.pl/sites/all/pliki/import/image/podtynk/aria/ecru/lp-3u_m_27.jpg","27.33.11.0","8536 50 07"]
[null,null,null,null,null,null,null,null,null,495,"ŁP-3U/m/33","Łącznik schodowy",29,1,"szt","PLN","23%","",4,null,null,null,null,"5907577483937",null,null,"ARIA",null,null,"",null,4,null,"https://www.ospel.pl/sites/all/pliki/import/image/podtynk/aria/czarny/lp-3u_m_33.jpg","https://www.ospel.pl/sites/all/pliki/import/image/rysunki/aria/laczniki.pdf",null,"10AX/250~, IP-20 zaciski bezgwintowe","","",null,null,null,"CZARNY METALIK",null,"0.080 kg","71 mm","71 mm","25 mm",null,null,"2025-05-08",null,"","https://www.ospel.pl/sites/all/pliki/import/image/podtynk/aria/czarny/lp-3u_m_33.jpg","27.33.11.0","8536 50 07"]
[null,null,null,null,null,null,null,null,null,500,"ŁP-4U/m/33","Łącznik krzyżowy",34.1,1,"szt","PLN","23%","",4,null,null,null,null,"5907577483944",null,null,"ARIA",null,null,"",null,4,null,"https://www.ospel.pl/sites/all/pliki/import/image/podtynk/aria/czarny/lp-4u_m_33.jpg","https://www.ospel.pl/sites/all/pliki/import/image/rysunki/aria/laczniki.pdf",null,"10AX/250~, IP-20 zaciski bezgwintowe","","",null,null,null,"CZARNY METALIK",null,"0.082 kg","71 mm","71 mm","25 mm",null,null,"2025-05-08",null,"","https://www.ospel.pl/sites/all/pliki/import/image/podtynk/aria/czarny/lp-4u_m_33.jpg","27.33.11.0","8536 50 07"]
[null,null,null,null,null,null,null,null,null,505,"ŁP-5U/m/33","Łącznik zwierny \"światło\"",28.8,1,"szt","PLN","23%","",4,null,null,null,null,"5907577483951",null,null,"ARIA",null,null,"",null,4,null,"https://www.ospel.pl/sites/all/pliki/import/image/podtynk/aria/czarny/lp-5u_m_33.jpg","https://www.ospel.pl/sites/all/pliki/import/image/rysunki/aria/laczniki.pdf",null,"10AX/250~, IP-20 zaciski bezgwintowe","","",null,null,null,"CZARNY METALIK",null,"0.071 kg","71 mm","71 mm","25 mm",null,null,"2025-05-08",null,"","https://www.ospel.pl/sites/all/pliki/import/image/podtynk/aria/czarny/lp-5u_m_33.jpg","27.33.11.0","8536 50 07"]
[null,null,null,null,null,null,null,null,null,514,"ŁP-7U/m/27","Łącznik żaluzjowy, zwierny",24.7,1,"szt","PLN","23%","",10,null,null,null,null,"5907577491826",null,null,"ARIA",null,null,"",null,10,null,"https://www.ospel.pl/sites/all/pliki/import/image/podtynk/aria/ecru/lp-7u_m_27.jpg","https://www.ospel.pl/sites/all/pliki/import/image/rysunki/aria/laczniki.pdf",null,"10AX/250~, IP-20 zaciski bezgwintowe","","",null,null,null,"ECRU",null,"0.075 kg","71 mm","71 mm","25 mm",null,null,"2025-05-08",null,"","https://www.ospel.pl/sites/all/pliki/import/image/podtynk/aria/ecru/lp-7u_m_27.jpg","27.33.11.0","8536 50 07"]
[null,null,null,null,null,null,null,null,null,520,"ŁP-7UB/m/33","Łącznik żaluzjowy z blokadą mechaniczną",44,1,"szt","PLN","23%","",4,null,null,null,null,"5907577483999",null,null,"ARIA",null,null,"",null,4,null,"https://www.ospel.pl/sites/all/pliki/import/image/podtynk/aria/czarny/lp-7u_m_33.jpg","https://www.ospel.pl/sites/all/pliki/import/image/rysunki/aria/laczniki.pdf",null,"10AX/250~, IP-20 zaciski bezgwintowe","","",null,null,null,"CZARNY METALIK",null,"0.078 kg","71 mm","71 mm","25 mm",null,null,"2025-05-08",null,"","https://www.ospel.pl/sites/all/pliki/import/image/podtynk/aria/czarny/lp-7u_m_33.jpg","27.33.11.0","8536 50 07"]
[null,null,null,null,null,null,null,null,null,531,"ŁP-8UL2/m/70","Ściemniacz uniwersalny do obciążenia żarowego, halogenowego oraz LED",200.1,1,"szt","PLN","23%","",5,null,null,null,null,"5907577484965",null,null,"ARIA",null,null,"",null,5,null,"https://www.ospel.pl/sites/all/pliki/import/image/podtynk/aria/szary_mat/lp-8u_m_70.jpg","https://www.ospel.pl/sites/all/pliki/import/image/rysunki/aria/sciemniacz.pdf",null,"LED 0-100W, GLS 10-250W, 230V~50Hz","","",null,null,null,"SZARY MAT",null,"","71 mm","71 mm","32 mm",null,null,"2025-05-08",null,"","https://www.ospel.pl/sites/all/pliki/import/image/podtynk/aria/szary_mat/lp-8u_m_70.jpg","27.33.11.0","8536 50 05"]
[null,null,null,null,null,null,null,null,null,540,"PNP-1U/33","Puszka instalacyjna pojedyncza",11.8,1,"szt","PLN","23%","",10,null,null,null,null,"5907577484712",null,null,"ARIA",null,null,"",null,10,null,"https://www.ospel.pl/sites/all/pliki/import/image/podtynk/aria/czarny/pnp-1u_33.jpg","",null,"Wysokość 32mm","","",null,null,null,"CZARNY METALIK",null,"","82 mm","82 mm","",null,null,"2025-05-08",null,"","https://www.ospel.pl/sites/all/pliki/import/image/podtynk/aria/czarny/pnp-1u_33.jpg","27.33.13.0","8536 90 01"]
[null,null,null,null,null,null,null,null,null,549,"PNP-3U/27","Puszka instalacyjna potrójna",16.399999999999999,1,"szt","PLN","23%","",4,null,null,null,null,"5907577492595",null,null,"ARIA",null,null,"",null,4,null,"https://www.ospel.pl/sites/all/pliki/import/image/podtynk/aria/ecru/pnp-3u_27.jpg","",null,"Wysokość 32mm","","",null,null,null,"ECRU",null,"","82 mm","224 mm","",null,null,"2025-05-08",null,"","https://www.ospel.pl/sites/all/pliki/import/image/podtynk/aria/ecru/pnp-3u_27.jpg","27.33.13.0","8536 90 01"]
[null,null,null,null,null,null,null,null,null,552,"PNP-4U/00","Puszka instalacyjna poczwórna",20.6,1,"szt","PLN","23%","",4,null,null,null,null,"5907577482893",null,null,"ARIA",null,null,"",null,4,null,"https://www.ospel.pl/sites/all/pliki/import/image/podtynk/aria/bialy/pnp-4u_00.jpg","",null,"Wysokość 32mm","","",null,null,null,"BIAŁY",null,"","82 mm","295 mm","",null,null,"2025-05-08",null,"","https://www.ospel.pl/sites/all/pliki/import/image/podtynk/aria/bialy/pnp-4u_00.jpg","27.33.13.0","8536 90 01"]
[null,null,null,null,null,null,null,null,null,558,"PNP-5U/18","Puszka instalacyjna pięciokrotna",26.9,1,"szt","PLN","23%","",3,null,null,null,null,"5907577483869",null,null,"ARIA",null,null,"",null,3,null,"https://www.ospel.pl/sites/all/pliki/import/image/podtynk/aria/srebro/pnp-5u_18.jpg","",null,"Wysokość 32mm","","",null,null,null,"SREBRO",null,"","82 mm","366 mm","",null,null,"2025-05-08",null,"","https://www.ospel.pl/sites/all/pliki/import/image/podtynk/aria/srebro/pnp-5u_18.jpg","27.33.13.0","8536 90 01"]
[null,null,null,null,null,null,null,null,null,567,"R-1UAC/62/25","Ramka pojedyncza",91.7,1,"szt","PLN","23%","",5,null,null,null,null,"5906729004525",null,null,"ARIA",null,null,"",null,5,null,"https://www.ospel.pl/sites/all/pliki/import/image/podtynk/aria/ramki/r-1uac_62_25.jpg","https://www.ospel.pl/sites/all/pliki/import/image/rysunki/aria/ramka_pojedyncza.pdf",null,"Aluminium+PC grubość 4mm","","",null,null,null,"SZCZOTKOWANE ALUMINIUM",null,"","84 mm","84 mm","",null,null,"2025-05-08",null,"","https://www.ospel.pl/sites/all/pliki/import/image/podtynk/aria/ramki/r-1uac_62_25.jpg","27.33.13.0","8536 90 01"]
[null,null,null,null,null,null,null,null,null,576,"R-2U/70","Ramka podwójna",10.9,1,"szt","PLN","23%","",10,null,null,null,null,"5907577485511",null,null,"ARIA",null,null,"",null,10,null,"https://www.ospel.pl/sites/all/pliki/import/image/podtynk/aria/szary_mat/r-2u_70.jpg","https://www.ospel.pl/sites/all/pliki/import/image/rysunki/aria/ramka_podwojna.pdf",null,"Tworzywo PC","","",null,null,null,"SZARY MAT",null,"0.032 kg","82 mm","153 mm","",null,null,"2025-05-08",null,"","https://www.ospel.pl/sites/all/pliki/import/image/podtynk/aria/szary_mat/r-2u_70.jpg","27.33.13.0","8536 90 01"]
[null,null,null,null,null,null,null,null,null,581,"R-2UGC/41/25","Ramka podwójna",119.2,1,"szt","PLN","23%","",5,null,null,null,null,"5906729004617",null,null,"ARIA",null,null,"",null,5,null,"https://www.ospel.pl/sites/all/pliki/import/image/podtynk/aria/ramki/r-2ugc_41_25.jpg","https://www.ospel.pl/sites/all/pliki/import/image/rysunki/aria/ramka_podwojna.pdf",null,"Szkło+PC grubość 4mm","","",null,null,null,"SZARE SZKŁO",null,"","84 mm","155 mm","",null,null,"2025-05-08",null,"","https://www.ospel.pl/sites/all/pliki/import/image/podtynk/aria/ramki/r-2ugc_41_25.jpg","27.33.13.0","8536 90 01"]
[null,null,null,null,null,null,null,null,null,593,"R-4U/18","Ramka poczwórna",18.2,1,"szt","PLN","23%","",10,null,null,null,null,"5907577483753",null,null,"ARIA",null,null,"",null,10,null,"https://www.ospel.pl/sites/all/pliki/import/image/podtynk/aria/srebro/r-4u_18.jpg","https://www.ospel.pl/sites/all/pliki/import/image/rysunki/aria/ramka_poczworna.pdf",null,"Tworzywo PC","","",null,null,null,"SREBRO",null,"0.053 kg","82 mm","295 mm","",null,null,"2025-05-08",null,"","https://www.ospel.pl/sites/all/pliki/import/image/podtynk/aria/srebro/r-4u_18.jpg","27.33.13.0","8536 90 01"]
[null,null,null,null,null,null,null,null,null,602,"R-5U/00","Ramka pięciokrotna",19.7,1,"szt","PLN","23%","",10,null,null,null,null,"5907577482800",null,null,"ARIA",null,null,"",null,10,null,"https://www.ospel.pl/sites/all/pliki/import/image/podtynk/aria/bialy/r-5u_00.jpg","https://www.ospel.pl/sites/all/pliki/import/image/rysunki/aria/ramka_pieciokrotna.pdf",null,"Tworzywo PC","","",null,null,null,"BIAŁY",null,"0.065 kg","82 mm","366 mm","",null,null,"2025-05-08",null,"","https://www.ospel.pl/sites/all/pliki/import/image/podtynk/aria/bialy/r-5u_00.jpg","27.33.13.0","8536 90 01"]
[null,null,null,null,null,null,null,null,null,604,"R-5U/27","Ramka pięciokrotna",19.7,1,"szt","PLN","23%","",10,null,null,null,null,"5907577492519",null,null,"ARIA",null,null,"",null,10,null,"https://www.ospel.pl/sites/all/pliki/import/image/podtynk/aria/ecru/r-5u_27.jpg","https://www.ospel.pl/sites/all/pliki/import/image/rysunki/aria/ramka_pieciokrotna.pdf",null,"Tworzywo PC","","",null,null,null,"ECRU",null,"0.065 kg","82 mm","366 mm","",null,null,"2025-05-08",null,"","https://www.ospel.pl/sites/all/pliki/import/image/podtynk/aria/ecru/r-5u_27.jpg","27.33.13.0","8536 90 01"]
[null,null,null,null,null,null,null,null,null,611,"RH-1U/70","Ramka pojedyncza do łączników IP-44",9.1999999999999993,1,"szt","PLN","23%","",10,null,null,null,null,"5907577485559",null,null,"ARIA",null,null,"",null,10,null,"https://www.ospel.pl/sites/all/pliki/import/image/podtynk/aria/szary_mat/rh-1u_70.jpg","https://www.ospel.pl/sites/all/pliki/import/image/rysunki/aria/ramka_pojedyncza.pdf",null,"Tworzywo PC","","",null,null,null,"SZARY MAT",null,"0.020 kg","82 mm","82 mm","",null,null,"2025-05-08",null,"","https://www.ospel.pl/sites/all/pliki/import/image/podtynk/aria/szary_mat/rh-1u_70.jpg","27.33.13.0","8536 90 01"]
[null,null,null,null,null,null,null,null,null,620,"RH-3U/33","Ramka potrójna do łączników IP-44",15.5,1,"szt","PLN","23%","",10,null,null,null,null,"5907577484682",null,null,"ARIA",null,null,"",null,10,null,"https://www.ospel.pl/sites/all/pliki/import/image/podtynk/aria/czarny/rh-3u_33.jpg","https://www.ospel.pl/sites/all/pliki/import/image/rysunki/aria/ramka_potrojna.pdf",null,"Tworzywo PC","","",null,null,null,"CZARNY METALIK",null,"0.044 kg","82 mm","224 mm","",null,null,"2025-05-08",null,"","https://www.ospel.pl/sites/all/pliki/import/image/podtynk/aria/czarny/rh-3u_33.jpg","27.33.13.0","8536 90 01"]
[null,null,null,null,null,null,null,null,null,629,"RH-5U/27","Ramka pięciokrotna do łączników IP-44",20.8,1,"szt","PLN","23%","",10,null,null,null,null,"5907577492564",null,null,"ARIA",null,null,"",null,10,null,"https://www.ospel.pl/sites/all/pliki/import/image/podtynk/aria/ecru/rh-5u_27.jpg","https://www.ospel.pl/sites/all/pliki/import/image/rysunki/aria/ramka_pieciokrotna.pdf",null,"Tworzywo PC","","",null,null,null,"ECRU",null,"","82 mm","366 mm","",null,null,"2025-05-08",null,"","https://www.ospel.pl/sites/all/pliki/import/image/podtynk/aria/ecru/rh-5u_27.jpg","27.33.13.0","8536 90 01"]
[null,null,null,null,null,null,null,null,null,636,"RO-13U/67","Ramka ozdobna mocująca łączników potrójnych",7.5,1,"szt","PLN","23%","",20,null,null,null,null,"5907577492946",null,null,"ARIA",null,null,"",null,20,null,"https://www.ospel.pl/sites/all/pliki/import/image/podtynk/aria/bialy/ro-13u_67.jpg","",null,"Tworzywo PC","","",null,null,null,"SREBRO BŁYSK",null,"","52 mm","52 mm","",null,null,"2025-05-08",null,"","https://www.ospel.pl/sites/all/pliki/import/image/podtynk/aria/bialy/ro-13u_67.jpg","27.33.13.0","8536 90 01"]
[null,null,null,null,null,null,null,null,null,646,"RO-2U/00","Ramka ozdobna do gniazd: wtyczkowych pojedynczych, teleinformatycznych i ściemniaczy",3,1,"szt","PLN","23%","",20,null,null,null,null,"5907577491550",null,null,"ARIA",null,null,"",null,20,null,"https://www.ospel.pl/sites/all/pliki/import/image/podtynk/aria/bialy/ro-2u_00.jpg","",null,"Tworzywo PC","","",null,null,null,"BIAŁY",null,"","52 mm","52 mm","",null,null,"2025-05-08",null,"","https://www.ospel.pl/sites/all/pliki/import/image/podtynk/aria/bialy/ro-2u_00.jpg","27.33.13.0","8536 90 01"]
[null,null,null,null,null,null,null,null,null,655,"RO-3U/27","Ramka ozdobna do gniazd podwójnych monoblokowych",3.6,1,"szt","PLN","23%","",40,null,null,null,null,"5907577492779",null,null,"ARIA",null,null,"",null,40,null,"https://www.ospel.pl/sites/all/pliki/import/image/podtynk/aria/ecru/ro-3u_27.jpg","",null,"Tworzywo PC","","",null,null,null,"ECRU",null,"","52 mm","55 mm","",null,null,"2025-05-08",null,"","https://www.ospel.pl/sites/all/pliki/import/image/podtynk/aria/ecru/ro-3u_27.jpg","27.33.13.0","8536 90 01"]
[null,null,null,null,null,null,null,null,null,664,"RO-4U/67","Ramka ozdobna do gniazd podwójnych do ramek",10.3,1,"szt","PLN","23%","",20,null,null,null,null,"5907577493004",null,null,"ARIA",null,null,"",null,20,null,"https://www.ospel.pl/sites/all/pliki/import/image/podtynk/aria/bialy/ro-4u_67.jpg","",null,"Tworzywo PC","","",null,null,null,"SREBRO BŁYSK",null,"","52 mm","52 mm","",null,null,"2025-05-08",null,"","https://www.ospel.pl/sites/all/pliki/import/image/podtynk/aria/bialy/ro-4u_67.jpg","27.33.13.0","8536 90 01"]
[null,null,null,null,null,null,null,null,null,672,"RO-5U/68","Ramka ozdobna do łączników podwójnych krzyżowych",7.5,1,"szt","PLN","23%","",20,null,null,null,null,"5906729017891",null,null,"ARIA",null,null,"",null,20,null,"https://www.ospel.pl/sites/all/pliki/import/image/podtynk/aria/bialy/ro-5u_68.jpg","",null,"Tworzywo PC","","",null,null,null,"ZŁOTO BŁYSK",null,"","52 mm","52 mm","",null,null,"2025-05-08",null,"","https://www.ospel.pl/sites/all/pliki/import/image/podtynk/aria/bialy/ro-5u_68.jpg","27.33.13.0","8536 90 01"]
[null,null,null,null,null,null,null,null,null,673,"RO-5U/70","Ramka ozdobna do łączników podwójnych krzyżowych",6.2,1,"szt","PLN","23%","",20,null,null,null,null,"5906729017952",null,null,"ARIA",null,null,"",null,20,null,"https://www.ospel.pl/sites/all/pliki/import/image/podtynk/aria/szary_mat/ro-5u_70.jpg","",null,"Tworzywo PC","","",null,null,null,"SZARY MAT",null,"","52 mm","52 mm","",null,null,"2025-05-08",null,"","https://www.ospel.pl/sites/all/pliki/import/image/podtynk/aria/szary_mat/ro-5u_70.jpg","27.33.13.0","8536 90 01"]
[null,null,null,null,null,null,null,null,null,682,"RTP-1UN/m/33","Regulator temperatury z czujnikiem napowietrznym",256.8,1,"szt","PLN","23%","",5,null,null,null,null,"5907577484606",null,null,"ARIA",null,null,"",null,5,null,"https://www.ospel.pl/sites/all/pliki/import/image/podtynk/aria/czarny/rtp-1u_m_33.jpg","https://www.ospel.pl/sites/all/pliki/import/image/rysunki/aria/regulator_temp.pdf",null,"zaciski gwintowe","","Tylko na zamówienie",null,null,null,"CZARNY METALIK",null,"","71 mm","71 mm","32 mm",null,null,"2025-05-08",null,"","https://www.ospel.pl/sites/all/pliki/import/image/podtynk/aria/czarny/rtp-1u_m_33.jpg","27.33.13.0","8536 50 05"]
[null,null,null,null,null,null,null,null,null,695,"ZP-2UZ","Zespół podświetlenia led zielony",13,1,"szt","PLN","23%","",10,null,null,null,null,"5907577483012",null,null,"ARIA",null,null,"",null,10,null,"https://www.ospel.pl/sites/all/pliki/import/image/podtynk/aria/bialy/zp-2uz.jpg","",null,"0,1W","","",null,null,null,"",null,"","52 mm","52 mm","",null,null,"2025-05-08",null,"","https://www.ospel.pl/sites/all/pliki/import/image/podtynk/aria/bialy/zp-2uz.jpg","27.33.13.0","8536 90 01"]
[null,null,null,null,null,null,null,null,null,699,"ZP-4UC","Zespół podświetlenia led czerwony do łączników potrójnych",13,1,"szt","PLN","23%","",10,null,null,null,null,"5907577486693",null,null,"ARIA",null,null,"",null,10,null,"https://www.ospel.pl/sites/all/pliki/import/image/podtynk/aria/bialy/zp-4uc.jpg","",null,"0,1W","","",null,null,null,"",null,"","52 mm","52 mm","",null,null,"2025-05-08",null,"","https://www.ospel.pl/sites/all/pliki/import/image/podtynk/aria/bialy/zp-4uc.jpg","27.33.13.0","8536 90 01"]
[null,null,null,null,null,null,null,null,null,708,"GG-1G/m/00","Gniazdo głośnikowe pojedyncze",25.5,1,"szt","PLN","23%","",10,null,null,null,null,"5907577451806",null,null,"AS",null,null,"",null,10,null,"https://www.ospel.pl/sites/all/pliki/import/image/podtynk/as/bialy/gg-1g_m_00.jpg","https://www.ospel.pl/sites/all/pliki/import/image/rysunki/as/gniazda_glos.jpg",null,"Przyłączalność przewodów 0,75mm2","","",null,null,null,"BIAŁY",null,"0.0495 kg","71 mm","71 mm","22 mm",null,null,"2025-05-08",null,"","https://www.ospel.pl/sites/all/pliki/import/image/podtynk/as/bialy/gg-1g_m_00.jpg","26.40.52.0","8517 18 00"]
[null,null,null,null,null,null,null,null,null,717,"GG-2G/m/45","Gniazdo głośnikowe podwójne",50.8,1,"szt","PLN","23%","",4,null,null,null,null,"5907577475406",null,null,"AS",null,null,"",null,4,null,"https://www.ospel.pl/sites/all/pliki/import/image/podtynk/as/satyna/gg-2g_m_45.jpg","https://www.ospel.pl/sites/all/pliki/import/image/rysunki/as/gniazda_glos.jpg",null,"Przyłączalność przewodów 0,75mm2","","",null,null,null,"SATYNA LIGHT",null,"0.0535 kg","71 mm","71 mm","22 mm",null,null,"2025-05-08",null,"","https://www.ospel.pl/sites/all/pliki/import/image/podtynk/as/satyna/gg-2g_m_45.jpg","26.40.52.0","8517 18 00"]
[null,null,null,null,null,null,null,null,null,724,"GP-1G/m/18","Gniazdo pojedyncze",23.6,1,"szt","PLN","23%","",4,null,null,null,null,"5907577475840",null,null,"AS",null,null,"",null,4,null,"https://www.ospel.pl/sites/all/pliki/import/image/podtynk/as/srebro/gp-1g_m_18.jpg","https://www.ospel.pl/sites/all/pliki/import/image/rysunki/as/gniazda_poj.jpg",null,"16A/250~, IP-20, zaciski gwintowe","","",null,null,null,"SREBRO",null,"0.065 kg","71 mm","71 mm","26 mm",null,null,"2025-05-08",null,"","https://www.ospel.pl/sites/all/pliki/import/image/podtynk/as/srebro/gp-1g_m_18.jpg","27.33.13.0","8536 69 90"]
[null,null,null,null,null,null,null,null,null,734,"GP-1GS/m/18","Gniazdo pojedyncze z uziemieniem schuko",28.8,1,"szt","PLN","23%","",4,null,null,null,null,"5907577475888",null,null,"AS",null,null,"",null,4,null,"https://www.ospel.pl/sites/all/pliki/import/image/podtynk/as/srebro/gp-1gs_m_18.jpg","https://www.ospel.pl/sites/all/pliki/import/image/rysunki/as/gniazda_poj_schuko.jpg",null,"16A/250~, IP-20, zaciski gwintowe","","",null,null,null,"SREBRO",null,"0.0725 kg","71 mm","71 mm","27 mm",null,null,"2025-05-08",null,"","https://www.ospel.pl/sites/all/pliki/import/image/podtynk/as/srebro/gp-1gs_m_18.jpg","27.33.13.0","8536 69 90"]
[null,null,null,null,null,null,null,null,null,735,"GP-1GS/m/27","Gniazdo pojedyncze z uziemieniem schuko",17.3,1,"szt","PLN","23%","",10,null,null,null,null,"5907577452247",null,null,"AS",null,null,"",null,10,null,"https://www.ospel.pl/sites/all/pliki/import/image/podtynk/as/ecru/gp-1gs_m_27.jpg","https://www.ospel.pl/sites/all/pliki/import/image/rysunki/as/gniazda_poj_schuko.jpg",null,"16A/250~, IP-20, zaciski gwintowe","","",null,null,null,"ECRU",null,"0.0725 kg","71 mm","71 mm","27 mm",null,null,"2025-05-08",null,"","https://www.ospel.pl/sites/all/pliki/import/image/podtynk/as/ecru/gp-1gs_m_27.jpg","27.33.13.0","8536 69 90"]
[null,null,null,null,null,null,null,null,null,744,"GP-1GZ/m/27","Gniazdo pojedyncze z uziemieniem",14.2,1,"szt","PLN","23%","",10,null,null,null,null,"5907577452193",null,null,"AS",null,null,"",null,10,null,"https://www.ospel.pl/sites/all/pliki/import/image/podtynk/as/ecru/gp-1gz_m_27.jpg","https://www.ospel.pl/sites/all/pliki/import/image/rysunki/as/gniazda_poj.jpg",null,"16A/250~, IP-20, zaciski gwintowe","","",null,null,null,"ECRU",null,"0.072 kg","71 mm","71 mm","26 mm",null,null,"2025-05-08",null,"","https://www.ospel.pl/sites/all/pliki/import/image/podtynk/as/ecru/gp-1gz_m_27.jpg","27.33.13.0","8536 69 90"]
[null,null,null,null,null,null,null,null,null,756,"GP-1GZP/m/33","Gniazdo pojedyncze z uziemieniem z przesłonami torów prądowych",28.1,1,"szt","PLN","23%","",4,null,null,null,null,"5906729016566",null,null,"AS",null,null,"",null,4,null,"https://www.ospel.pl/sites/all/pliki/import/image/podtynk/as/czarny/gp-1gzp_m_33.jpg","https://www.ospel.pl/sites/all/pliki/import/image/rysunki/as/gniazda_poj.jpg",null,"16A/250~, IP-20, zaciski gwintowe","","",null,null,null,"CZARNY METALIK",null,"0.073 kg","71 mm","71 mm","26 mm",null,null,"2025-05-08",null,"","https://www.ospel.pl/sites/all/pliki/import/image/podtynk/as/czarny/gp-1gzp_m_33.jpg","27.33.13.0","8536 69 90"]
[null,null,null,null,null,null,null,null,null,761,"GP-1GZPUSB/m/33","Gniazdo pojedyncze z uziemieniem z przesłonami torów prądowych, z ładowarką USB",115.3,1,"szt","PLN","23%","",5,null,null,null,null,"5907577499105",null,null,"AS",null,null,"",null,5,null,"https://www.ospel.pl/sites/all/pliki/import/image/podtynk/as/czarny/gp-1gzpusb_m_33.jpg","https://www.ospel.pl/sites/all/pliki/import/image/rysunki/as/gniazda_poj.jpg",null,"16A/230~,USB 5V/2,1A, IP-20, zac.bezgw.","","",null,null,null,"CZARNY METALIK",null,"0.104 kg","73 mm","73 mm","35 mm",null,null,"2025-05-08",null,"","https://www.ospel.pl/sites/all/pliki/import/image/podtynk/as/czarny/gp-1gzpusb_m_33.jpg","27.33.13.0","8536 69 90"]
[null,null,null,null,null,null,null,null,null,770,"GP-2G/27","Gniazdo podwójne kompletne z ramką",17.3,1,"szt","PLN","23%","",10,null,null,null,null,"5907577452315",null,null,"AS",null,null,"",null,10,null,"https://www.ospel.pl/sites/all/pliki/import/image/podtynk/as/ecru/gp-2g_27.jpg","https://www.ospel.pl/sites/all/pliki/import/image/rysunki/as/gniazda_podwojne.jpg",null,"16A/250~, IP-20, zaciski gwintowe","","",null,null,null,"ECRU",null,"0.083 kg","84 mm","84 mm","27 mm",null,null,"2025-05-08",null,"","https://www.ospel.pl/sites/all/pliki/import/image/podtynk/as/ecru/gp-2g_27.jpg","27.33.13.0","8536 69 90"]
[null,null,null,null,null,null,null,null,null,779,"GP-2GP/18","Gniazdo podwójne z przesłonami torów prądowych, kompletne z ramką",31.2,1,"szt","PLN","23%","",4,null,null,null,null,"5907577475956",null,null,"AS",null,null,"",null,4,null,"https://www.ospel.pl/sites/all/pliki/import/image/podtynk/as/srebro/gp-2gp_18.jpg","https://www.ospel.pl/sites/all/pliki/import/image/rysunki/as/gniazda_podwojne.jpg",null,"16A/250~, IP-20, zaciski gwintowe","","",null,null,null,"SREBRO",null,"0.084 kg","84 mm","84 mm","27 mm",null,null,"2025-05-08",null,"","https://www.ospel.pl/sites/all/pliki/import/image/podtynk/as/srebro/gp-2gp_18.jpg","27.33.13.0","8536 69 90"]
[null,null,null,null,null,null,null,null,null,787,"GP-2GR/m/45","Gniazdo podwójne moduł bez ramki",24.4,1,"szt","PLN","23%","",4,null,null,null,null,"5907577475154",null,null,"AS",null,null,"",null,4,null,"https://www.ospel.pl/sites/all/pliki/import/image/podtynk/as/satyna/gp-2gr_m_45.jpg","https://www.ospel.pl/sites/all/pliki/import/image/rysunki/as/gniazda_pod_ramka.jpg",null,"16A/250~, IP-20, zaciski gwintowe","","",null,null,null,"SATYNA LIGHT",null,"0.072 kg","71 mm","71 mm","22 mm",null,null,"2025-05-08",null,"","https://www.ospel.pl/sites/all/pliki/import/image/podtynk/as/satyna/gp-2gr_m_45.jpg","27.33.13.0","8536 69 90"]
[null,null,null,null,null,null,null,null,null,796,"GP-2GRZ/m/33","Gniazdo podwójne z uziemieniem moduł bez ramki",28.1,1,"szt","PLN","23%","",4,null,null,null,null,"5907577493295",null,null,"AS",null,null,"",null,4,null,"https://www.ospel.pl/sites/all/pliki/import/image/podtynk/as/czarny/gp-2grz_m_33.jpg","https://www.ospel.pl/sites/all/pliki/import/image/rysunki/as/gniazda_pod_ramka.jpg",null,"16A/250~, IP-20, zaciski gwintowe","","",null,null,null,"CZARNY METALIK",null,"0.083 kg","71 mm","71 mm","22 mm",null,null,"2025-05-08",null,"","https://www.ospel.pl/sites/all/pliki/import/image/podtynk/as/czarny/gp-2grz_m_33.jpg","27.33.13.0","8536 69 90"]
[null,null,null,null,null,null,null,null,null,797,"GP-2GRZ/m/45","Gniazdo podwójne z uziemieniem moduł bez ramki",28.1,1,"szt","PLN","23%","",4,null,null,null,null,"5907577475178",null,null,"AS",null,null,"",null,4,null,"https://www.ospel.pl/sites/all/pliki/import/image/podtynk/as/satyna/gp-2grz_m_45.jpg","https://www.ospel.pl/sites/all/pliki/import/image/rysunki/as/gniazda_pod_ramka.jpg",null,"16A/250~, IP-20, zaciski gwintowe","","",null,null,null,"SATYNA LIGHT",null,"0.083 kg","71 mm","71 mm","22 mm",null,null,"2025-05-08",null,"","https://www.ospel.pl/sites/all/pliki/import/image/podtynk/as/satyna/gp-2grz_m_45.jpg","27.33.13.0","8536 69 90"]
[null,null,null,null,null,null,null,null,null,808,"GP-2GSP/00","Gniazdo podwójne z uziemieniem schuko z przesłonami torów prądowych, kompletne z ramką",23.6,1,"szt","PLN","23%","",5,null,null,null,null,"5907577451509",null,null,"AS",null,null,"",null,5,null,"https://www.ospel.pl/sites/all/pliki/import/image/podtynk/as/bialy/gp-2gsp_00.jpg","https://www.ospel.pl/sites/all/pliki/import/image/rysunki/as/gniazda_pod_schuko.jpg",null,"16A/250~, IP-20, zaciski gwintowe","","",null,null,null,"BIAŁY",null,"0.095 kg","90 mm","84 mm","23 mm",null,null,"2025-05-08",null,"","https://www.ospel.pl/sites/all/pliki/import/image/podtynk/as/bialy/gp-2gsp_00.jpg","27.33.13.0","8536 69 90"]
[null,null,null,null,null,null,null,null,null,814,"GP-2GZ/18","Gniazdo podwójne z uziemieniem kompletne z ramką",32.4,1,"szt","PLN","23%","",4,null,null,null,null,"5907577475963",null,null,"AS",null,null,"",null,4,null,"https://www.ospel.pl/sites/all/pliki/import/image/podtynk/as/srebro/gp-2gz_18.jpg","https://www.ospel.pl/sites/all/pliki/import/image/rysunki/as/gniazda_podwojne.jpg",null,"16A/250~, IP-20, zaciski gwintowe","","",null,null,null,"SREBRO",null,"0.0925 kg","84 mm","84 mm","27 mm",null,null,"2025-05-08",null,"","https://www.ospel.pl/sites/all/pliki/import/image/podtynk/as/srebro/gp-2gz_18.jpg","27.33.13.0","8536 69 90"]
[null,null,null,null,null,null,null,null,null,823,"GP-3G/m/00","Gniazdo potrójne EURO",18.8,1,"szt","PLN","23%","",10,null,null,null,null,"5907577451516",null,null,"AS",null,null,"",null,10,null,"https://www.ospel.pl/sites/all/pliki/import/image/podtynk/as/bialy/gp-3g_m_00.jpg","https://www.ospel.pl/sites/all/pliki/import/image/rysunki/as/gniazdo_potrojne.jpg",null,"2,5A/250~ IP-20, zaciski gwintowe","","",null,null,null,"BIAŁY",null,"0.073 kg","71 mm","71 mm","27 mm",null,null,"2025-05-08",null,"","https://www.ospel.pl/sites/all/pliki/import/image/podtynk/as/bialy/gp-3g_m_00.jpg","27.33.13.0","8536 69 90"]
[null,null,null,null,null,null,null,null,null,832,"GPA-10GP/m/45","Gniazdo RTV przelotowe 10-dB",67.099999999999994,1,"szt","PLN","23%","",4,null,null,null,null,"5907577475239",null,null,"AS",null,null,"",null,4,null,"https://www.ospel.pl/sites/all/pliki/import/image/podtynk/as/satyna/gpa-gk_m_45.jpg","https://www.ospel.pl/sites/all/pliki/import/image/rysunki/as/gniazda_rtv.jpg",null,"Współczynnik tłumienia 10dB","","",null,null,null,"SATYNA LIGHT",null,"0.103 kg","71 mm","71 mm","24 mm",null,null,"2025-05-08",null,"","https://www.ospel.pl/sites/all/pliki/import/image/podtynk/as/satyna/gpa-gk_m_45.jpg","26.40.52.0","8517 18 00"]
[null,null,null,null,null,null,null,null,null,840,"GPA-14GP/m/27","Gniazdo RTV przelotowe 14-dB",55.2,1,"szt","PLN","23%","",10,null,null,null,null,"5907577452445",null,null,"AS",null,null,"",null,10,null,"https://www.ospel.pl/sites/all/pliki/import/image/podtynk/as/ecru/gpa-10gp_m_27.jpg","https://www.ospel.pl/sites/all/pliki/import/image/rysunki/as/gniazda_rtv.jpg",null,"Współczynnik tłumienia 14dB","","",null,null,null,"ECRU",null,"0.103 kg","71 mm","71 mm","24 mm",null,null,"2025-05-08",null,"","https://www.ospel.pl/sites/all/pliki/import/image/podtynk/as/ecru/gpa-10gp_m_27.jpg","26.40.52.0","8517 18 00"]
[null,null,null,null,null,null,null,null,null,849,"GPA-1GF/m/18","Gniazdo antenowe typu F pojedyncze",28.7,1,"szt","PLN","23%","",4,null,null,null,null,"5907577476144",null,null,"AS",null,null,"",null,4,null,"https://www.ospel.pl/sites/all/pliki/import/image/podtynk/as/srebro/gpa-1gf_m_18.jpg","https://www.ospel.pl/sites/all/pliki/import/image/rysunki/as/gniazda_rtv.jpg",null,"","","",null,null,null,"SREBRO",null,"0.06 kg","71 mm","71 mm","24 mm",null,null,"2025-05-08",null,"","https://www.ospel.pl/sites/all/pliki/import/image/podtynk/as/srebro/gpa-1gf_m_18.jpg","26.40.52.0","8517 18 00"]
[null,null,null,null,null,null,null,null,null,858,"GPA-G2S/m/00","Gniazdo RTV-SAT z dwoma wyjściami SAT",97.4,1,"szt","PLN","23%","",10,null,null,null,null,"5907577451592",null,null,"AS",null,null,"",null,10,null,"https://www.ospel.pl/sites/all/pliki/import/image/podtynk/as/bialy/gpa-g2s_m_00.jpg","https://www.ospel.pl/sites/all/pliki/import/image/rysunki/as/gniazda_rtv.jpg",null,"Współczynnik tłumienia 1,5dB","","",null,null,null,"BIAŁY",null,"0.108 kg","71 mm","71 mm","24 mm",null,null,"2025-05-08",null,"","https://www.ospel.pl/sites/all/pliki/import/image/podtynk/as/bialy/gpa-g2s_m_00.jpg","26.40.52.0","8517 18 00"]
[null,null,null,null,null,null,null,null,null,863,"GPA-GD/m/00","Gniazdo RTV-DATA",85.8,1,"szt","PLN","23%","",10,null,null,null,null,"5907577455071",null,null,"AS",null,null,"",null,10,null,"https://www.ospel.pl/sites/all/pliki/import/image/podtynk/as/bialy/gpa-gd_m_00.jpg","https://www.ospel.pl/sites/all/pliki/import/image/rysunki/as/gniazda_rtv.jpg",null,"Częstotliwość toru DATA 5÷862 MHz","","",null,null,null,"BIAŁY",null,"0.128 kg","71 mm","71 mm","24 mm",null,null,"2025-05-08",null,"","https://www.ospel.pl/sites/all/pliki/import/image/podtynk/as/bialy/gpa-gd_m_00.jpg","26.40.52.0","8517 18 00"]
[null,null,null,null,null,null,null,null,null,867,"GPA-GD/m/45","Gniazdo RTV-DATA",89.1,1,"szt","PLN","23%","",4,null,null,null,null,"5907577475543",null,null,"AS",null,null,"",null,4,null,"https://www.ospel.pl/sites/all/pliki/import/image/podtynk/as/satyna/gpa-gd_m_45.jpg","https://www.ospel.pl/sites/all/pliki/import/image/rysunki/as/gniazda_rtv.jpg",null,"Częstotliwość toru DATA 5÷862 MHz","","",null,null,null,"SATYNA LIGHT",null,"0.128 kg","71 mm","71 mm","24 mm",null,null,"2025-05-08",null,"","https://www.ospel.pl/sites/all/pliki/import/image/podtynk/as/satyna/gpa-gd_m_45.jpg","26.40.52.0","8517 18 00"]
[null,null,null,null,null,null,null,null,null,876,"GPA-GS/m/33","Gniazdo RTV-SAT końcowe",79.099999999999994,1,"szt","PLN","23%","",4,null,null,null,null,"5907577497255",null,null,"AS",null,null,"",null,4,null,"https://www.ospel.pl/sites/all/pliki/import/image/podtynk/as/czarny/gpa-gs_m_33.jpg","https://www.ospel.pl/sites/all/pliki/import/image/rysunki/as/gniazda_rtv.jpg",null,"Współczynnik tłumienia 1,5-2dB","","",null,null,null,"CZARNY METALIK",null,"0.1035 kg","71 mm","71 mm","24 mm",null,null,"2025-05-08",null,"","https://www.ospel.pl/sites/all/pliki/import/image/podtynk/as/czarny/gpa-gs_m_33.jpg","26.40.52.0","8517 18 00"]
[null,null,null,null,null,null,null,null,null,885,"GPE-1G/m/27","Gniazdo ekwipotencjalne pojedyncze",78.400000000000006,1,"szt","PLN","23%","",10,null,null,null,null,"5907577460952",null,null,"AS",null,null,"",null,10,null,"https://www.ospel.pl/sites/all/pliki/import/image/podtynk/as/ecru/gpe-1g_m_27.jpg","",null,"","","",null,null,null,"ECRU",null,"","71 mm","71 mm","20 mm",null,null,"2025-05-08",null,"","https://www.ospel.pl/sites/all/pliki/import/image/podtynk/as/ecru/gpe-1g_m_27.jpg","","8536 90 10"]
[null,null,null,null,null,null,null,null,null,892,"GPE-2G/m/45","Gniazdo ekwipotencjalne podwójne",127.4,1,"szt","PLN","23%","",4,null,null,null,null,"5907577477110",null,null,"AS",null,null,"",null,4,null,"https://www.ospel.pl/sites/all/pliki/import/image/podtynk/as/satyna/gpe-2g_m_45.jpg","",null,"","","",null,null,null,"SATYNA LIGHT",null,"","71 mm","71 mm","20 mm",null,null,"2025-05-08",null,"","https://www.ospel.pl/sites/all/pliki/import/image/podtynk/as/satyna/gpe-2g_m_45.jpg","","8536 90 10"]
[null,null,null,null,null,null,null,null,null,902,"GPH-1GSP/m/33/d","Gniazdo bryzgoszczelne z uziemieniem schuko IP-44 z przesłonami torów prądowych wieczko przezroczyste",34,1,"szt","PLN","23%","",4,null,null,null,null,"5906729016733",null,null,"AS",null,null,"",null,4,null,"https://www.ospel.pl/sites/all/pliki/import/image/podtynk/as/czarny/gph-1gsp_m_33_d.jpg","https://www.ospel.pl/sites/all/pliki/import/image/rysunki/as/gniazda_poj_ip-44.jpg",null,"16A/250~, IP-44, zaciski gwintowe","","",null,null,null,"CZARNY METALIK",null,"0.086 kg","71 mm","71 mm","25 mm",null,null,"2025-05-08",null,"","https://www.ospel.pl/sites/all/pliki/import/image/podtynk/as/czarny/gph-1gsp_m_33_d.jpg","27.33.13.0","8536 69 90"]
[null,null,null,null,null,null,null,null,null,911,"GPH-1GZD/m/00/d","Gniazdo bryzgoszczelne z uziemieniem DATA IP-44 wieczko przezroczyste",25.5,1,"szt","PLN","23%","",10,null,null,null,null,"5906729002163",null,null,"AS",null,null,"",null,10,null,"https://www.ospel.pl/sites/all/pliki/import/image/podtynk/as/bialy/gph-1gzd_m_00_d.jpg","https://www.ospel.pl/sites/all/pliki/import/image/rysunki/as/gniazda_poj_ip-44.jpg",null,"16A/250~, IP-44, zaciski gwintowe","","",null,null,null,"CZERWONY",null,"0.086 kg","71 mm","71 mm","25 mm",null,null,"2025-05-08",null,"","https://www.ospel.pl/sites/all/pliki/import/image/podtynk/as/bialy/gph-1gzd_m_00_d.jpg","27.33.13.0","8536 69 90"]
[null,null,null,null,null,null,null,null,null,920,"GPH-1GZP/m/00/w","Gniazdo bryzgoszczelne z uziemieniem IP-44 z przesłonami torów prądowych wieczko w kolorze wyrobu",24,1,"szt","PLN","23%","",10,null,null,null,null,"5907577451387",null,null,"AS",null,null,"",null,10,null,"https://www.ospel.pl/sites/all/pliki/import/image/podtynk/as/bialy/gph-1gz_m_00_w.jpg","https://www.ospel.pl/sites/all/pliki/import/image/rysunki/as/gniazda_poj_ip-44.jpg",null,"16A/250~, IP-44, zaciski gwintowe","","",null,null,null,"BIAŁY",null,"0.086 kg","71 mm","71 mm","25 mm",null,null,"2025-05-08",null,"","https://www.ospel.pl/sites/all/pliki/import/image/podtynk/as/bialy/gph-1gz_m_00_w.jpg","27.33.13.0","8536 69 90"]
[null,null,null,null,null,null,null,null,null,921,"GPH-1GZP/m/18/d","Gniazdo bryzgoszczelne z uziemieniem IP-44 z przesłonami torów prądowych wieczko przezroczyste",33.1,1,"szt","PLN","23%","",4,null,null,null,null,"5907577475918",null,null,"AS",null,null,"",null,4,null,"https://www.ospel.pl/sites/all/pliki/import/image/podtynk/as/srebro/gph-1gzp_m_18_d.jpg","https://www.ospel.pl/sites/all/pliki/import/image/rysunki/as/gniazda_poj_ip-44.jpg",null,"16A/250~, IP-44, zaciski gwintowe","","",null,null,null,"SREBRO",null,"0.086 kg","71 mm","71 mm","25 mm",null,null,"2025-05-08",null,"","https://www.ospel.pl/sites/all/pliki/import/image/podtynk/as/srebro/gph-1gzp_m_18_d.jpg","27.33.13.0","8536 69 90"]
[null,null,null,null,null,null,null,null,null,929,"GPK-1G/K/m/33","Gniazdo komputerowe pojedyncze, kat. 5e MMC",58.6,1,"szt","PLN","23%","",4,null,null,null,null,"5907577493462",null,null,"AS",null,null,"",null,4,null,"https://www.ospel.pl/sites/all/pliki/import/image/podtynk/as/czarny/gpk-1g_k_m_33.jpg","https://www.ospel.pl/sites/all/pliki/import/image/rysunki/as/gniazda_tel_komp.jpg",null,"Złącze IDC","","",null,null,null,"CZARNY METALIK",null,"0.0585 kg","71 mm","71 mm","22 mm",null,null,"2025-05-08",null,"","https://www.ospel.pl/sites/all/pliki/import/image/podtynk/as/czarny/gpk-1g_k_m_33.jpg","26.30.30.0","8517 18 00"]
[null,null,null,null,null,null,null,null,null,938,"GPK-1GS/p/18","Obudowa gniazda pojedynczego typu Keystone skośna",16.2,1,"szt","PLN","23%","",4,null,null,null,null,"5907577477141",null,null,"AS",null,null,"",null,4,null,"https://www.ospel.pl/sites/all/pliki/import/image/podtynk/as/srebro/gpk-1gs_p_18.jpg","",null,"","","",null,null,null,"SREBRO",null,"0.052 kg","71 mm","71 mm","21 mm",null,null,"2025-05-08",null,"","https://www.ospel.pl/sites/all/pliki/import/image/podtynk/as/srebro/gpk-1gs_p_18.jpg","26.30.30.0","8517 18 00"]
[null,null,null,null,null,null,null,null,null,944,"GPK-2G/K/m/27","Gniazdo komputerowe podwójne, kat. 5e MMC",84.5,1,"szt","PLN","23%","",10,null,null,null,null,"5907577452582",null,null,"AS",null,null,"",null,10,null,"https://www.ospel.pl/sites/all/pliki/import/image/podtynk/as/ecru/gpk-2g_m_27.jpg","https://www.ospel.pl/sites/all/pliki/import/image/rysunki/as/gniazda_tel_komp.jpg",null,"Złącze IDC","","",null,null,null,"ECRU",null,"0.0655 kg","71 mm","71 mm","22 mm",null,null,"2025-05-08",null,"","https://www.ospel.pl/sites/all/pliki/import/image/podtynk/as/ecru/gpk-2g_m_27.jpg","26.30.30.0","8517 18 00"]
[null,null,null,null,null,null,null,null,null,955,"GPK-2GS/p/27","Obudowa gniazda podwójnego typu Keystone skośna",11,1,"szt","PLN","23%","",10,null,null,null,null,"5907577455538",null,null,"AS",null,null,"",null,10,null,"https://www.ospel.pl/sites/all/pliki/import/image/podtynk/as/ecru/gpk-2gs_p_27.jpg","",null,"","","",null,null,null,"ECRU",null,"0.055 kg","71 mm","71 mm","21 mm",null,null,"2025-05-08",null,"","https://www.ospel.pl/sites/all/pliki/import/image/podtynk/as/ecru/gpk-2gs_p_27.jpg","26.30.30.0","8517 18 00"]
[null,null,null,null,null,null,null,null,null,964,"GPT-1G/m/18","Gniazdo telefoniczne pojedyncze",41.8,1,"szt","PLN","23%","",4,null,null,null,null,"5907577476168",null,null,"AS",null,null,"",null,4,null,"https://www.ospel.pl/sites/all/pliki/import/image/podtynk/as/srebro/gpt-1g_m_18.jpg","https://www.ospel.pl/sites/all/pliki/import/image/rysunki/as/gniazda_tel_komp.jpg",null,"Zaciski gwintowe","","",null,null,null,"SREBRO",null,"0.053 kg","71 mm","71 mm","22 mm",null,null,"2025-05-08",null,"","https://www.ospel.pl/sites/all/pliki/import/image/podtynk/as/srebro/gpt-1g_m_18.jpg","26.30.30.0","8517 18 00"]
[null,null,null,null,null,null,null,null,null,973,"GPT-2GR/m/00","Gniazdo telefoniczne podwójne równoległe",40.700000000000003,1,"szt","PLN","23%","",10,null,null,null,null,"5907577451639",null,null,"AS",null,null,"",null,10,null,"https://www.ospel.pl/sites/all/pliki/import/image/podtynk/as/bialy/gpt-2g_m_00.jpg","https://www.ospel.pl/sites/all/pliki/import/image/rysunki/as/gniazda_tel_komp.jpg",null,"Zaciski gwintowe","","",null,null,null,"BIAŁY",null,"0.054 kg","71 mm","71 mm","22 mm",null,null,"2025-05-08",null,"","https://www.ospel.pl/sites/all/pliki/import/image/podtynk/as/bialy/gpt-2g_m_00.jpg","26.30.30.0","8517 18 00"]
[null,null,null,null,null,null,null,null,null,976,"GPT-2GR/m/33","Gniazdo telefoniczne podwójne równoległe",52.8,1,"szt","PLN","23%","",4,null,null,null,null,"5906729016931",null,null,"AS",null,null,"",null,4,null,"https://www.ospel.pl/sites/all/pliki/import/image/podtynk/as/czarny/gpt-2g_m_33.jpg","https://www.ospel.pl/sites/all/pliki/import/image/rysunki/as/gniazda_tel_komp.jpg",null,"Zaciski gwintowe","","",null,null,null,"CZARNY METALIK",null,"0.054 kg","71 mm","71 mm","22 mm",null,null,"2025-05-08",null,"","https://www.ospel.pl/sites/all/pliki/import/image/podtynk/as/czarny/gpt-2g_m_33.jpg","26.30.30.0","8517 18 00"]
[null,null,null,null,null,null,null,null,null,982,"ŁP-10G/m/45","Łącznik podwójny schodowy",34.799999999999997,1,"szt","PLN","23%","",4,null,null,null,null,"5907577474959",null,null,"AS",null,null,"",null,4,null,"https://www.ospel.pl/sites/all/pliki/import/image/podtynk/as/satyna/lp-2g_m_45.jpg","https://www.ospel.pl/sites/all/pliki/import/image/rysunki/as/laczniki.jpg",null,"10AX/250~, IP-20 zaciski gwintowe","","",null,null,null,"SATYNA LIGHT",null,"0.082 kg","71 mm","71 mm","25 mm",null,null,"2025-05-08",null,"https://www.ospel.pl/sites/all/pliki/import/image/schematy/lacznik_podwojny_schodowy.jpg","https://www.ospel.pl/sites/all/pliki/import/image/podtynk/as/satyna/lp-2g_m_45.jpg","27.33.11.0","8536 50 07"]
[null,null,null,null,null,null,null,null,null,991,"ŁP-11GS/m/33","Łącznik dwubiegunowy z podświetleniem niebieskim",34.799999999999997,1,"szt","PLN","23%","",4,null,null,null,null,"5906729016610",null,null,"AS",null,null,"",null,4,null,"https://www.ospel.pl/sites/all/pliki/import/image/podtynk/as/czarny/lp-11gs_m_33.jpg","https://www.ospel.pl/sites/all/pliki/import/image/rysunki/as/laczniki.jpg",null,"10AX/250~, IP-20 zaciski gwintowe","","",null,null,null,"CZARNY METALIK",null,"0.075 kg","71 mm","71 mm","25 mm",null,null,"2025-05-08",null,"","https://www.ospel.pl/sites/all/pliki/import/image/podtynk/as/czarny/lp-11gs_m_33.jpg","27.33.11.0","8536 50 07"]
[null,null,null,null,null,null,null,null,null,1000,"ŁP-13G/m/27","Łącznik potrójny",33.6,1,"szt","PLN","23%","",10,null,null,null,null,"5907577452124",null,null,"AS",null,null,"",null,10,null,"https://www.ospel.pl/sites/all/pliki/import/image/podtynk/as/ecru/lp-13g_m_27.jpg","https://www.ospel.pl/sites/all/pliki/import/image/rysunki/as/laczniki.jpg",null,"10AX/250~, IP-20 zaciski bezgwintowe","","",null,null,null,"ECRU",null,"0.0765 kg","71 mm","71 mm","25 mm",null,null,"2025-05-08",null,"","https://www.ospel.pl/sites/all/pliki/import/image/podtynk/as/ecru/lp-13g_m_27.jpg","27.33.11.0","8536 50 07"]
[null,null,null,null,null,null,null,null,null,1012,"ŁP-15GS/m/45","Łącznik hotelowy z podświetleniem pomarańczowym",117.5,1,"szt","PLN","23%","",5,null,null,null,null,"5907577475413",null,null,"AS",null,null,"",null,5,null,"https://www.ospel.pl/sites/all/pliki/import/image/podtynk/as/satyna/lp-15gs_m_45.jpg","https://www.ospel.pl/sites/all/pliki/import/image/rysunki/as/laczniki.jpg",null,"16A230~, IP-20, zaciski gwintowe","","Tylko na zamówienie",null,null,null,"SATYNA LIGHT",null,"0.101 kg","71 mm","71 mm","31 mm",null,null,"2025-05-08",null,"","https://www.ospel.pl/sites/all/pliki/import/image/podtynk/as/satyna/lp-15gs_m_45.jpg","27.33.11.0","8536 50 05"]
[null,null,null,null,null,null,null,null,null,1017,"ŁP-16G/m/45","Elektroniczny czujnik ruchu",273.10000000000002,1,"szt","PLN","23%","",5,null,null,null,null,"5907577475420",null,null,"AS",null,null,"",null,5,null,"https://www.ospel.pl/sites/all/pliki/import/image/podtynk/as/satyna/lp-16g_m_45.jpg","https://www.ospel.pl/sites/all/pliki/import/image/rysunki/as/czujnik.jpg",null,"Zasięg działania do 7 metrów","","Tylko na zamówienie",null,null,null,"SATYNA LIGHT",null,"0.101 kg","71 mm","71 mm","31 mm",null,null,"2025-05-08",null,"","https://www.ospel.pl/sites/all/pliki/import/image/podtynk/as/satyna/lp-16g_m_45.jpg","27.33.11.0","8536 50 05"]
[null,null,null,null,null,null,null,null,null,1026,"ŁP-19G/m/33","Łącznik podwójny krzyżowy",58.8,1,"szt","PLN","23%","",4,null,null,null,null,"5906729016542",null,null,"AS",null,null,"",null,4,null,"https://www.ospel.pl/sites/all/pliki/import/image/podtynk/as/czarny/lp-2g_m_33.jpg","https://www.ospel.pl/sites/all/pliki/import/image/rysunki/as/laczniki.jpg",null,"10AX250~, IP-20 zaciski gwintowe","","",null,null,null,"CZARNY METALIK",null,"","71 mm","71 mm","24 mm",null,null,"2025-05-08",null,"","https://www.ospel.pl/sites/all/pliki/import/image/podtynk/as/czarny/lp-2g_m_33.jpg","27.33.11.0","8536 50 07"]
[null,null,null,null,null,null,null,null,null,1035,"ŁP-1GS/m/27","Łącznik jednobiegunowy z podświetleniem pomarańczowym",25.9,1,"szt","PLN","23%","",10,null,null,null,null,"5907577451943",null,null,"AS",null,null,"",null,10,null,"https://www.ospel.pl/sites/all/pliki/import/image/podtynk/as/ecru/lp-1gs_m_27.jpg","https://www.ospel.pl/sites/all/pliki/import/image/rysunki/as/laczniki.jpg",null,"10AX/250~, IP-20 zaciski gwintowe","","",null,null,null,"ECRU",null,"0.071 kg","71 mm","71 mm","25 mm",null,null,"2025-05-08",null,"","https://www.ospel.pl/sites/all/pliki/import/image/podtynk/as/ecru/lp-1gs_m_27.jpg","27.33.11.0","8536 50 07"]
[null,null,null,null,null,null,null,null,null,1043,"ŁP-24G/m/00","Łącznik potrójny zwierny",35.1,1,"szt","PLN","23%","",10,null,null,null,null,"5906729007991",null,null,"AS",null,null,"",null,10,null,"https://www.ospel.pl/sites/all/pliki/import/image/podtynk/as/bialy/lp-13g_m_00.jpg","https://www.ospel.pl/sites/all/pliki/import/image/rysunki/as/laczniki.jpg",null,"10AX250~, IP-20 zaciski bezgwintowe","","",null,null,null,"BIAŁY",null,"","71 mm","71 mm","25 mm",null,null,"2025-05-08",null,"","https://www.ospel.pl/sites/all/pliki/import/image/podtynk/as/bialy/lp-13g_m_00.jpg","27.33.11.0","8536 50 07"]
[null,null,null,null,null,null,null,null,null,1044,"ŁP-24G/m/18","Łącznik potrójny zwierny",44,1,"szt","PLN","23%","",4,null,null,null,null,"5906729008004",null,null,"AS",null,null,"",null,4,null,"https://www.ospel.pl/sites/all/pliki/import/image/podtynk/as/srebro/lp-13g_m_18.jpg","https://www.ospel.pl/sites/all/pliki/import/image/rysunki/as/laczniki.jpg",null,"10AX250~, IP-20 zaciski bezgwintowe","","",null,null,null,"SREBRO",null,"","71 mm","71 mm","25 mm",null,null,"2025-05-08",null,"","https://www.ospel.pl/sites/all/pliki/import/image/podtynk/as/srebro/lp-13g_m_18.jpg","27.33.11.0","8536 50 07"]
[null,null,null,null,null,null,null,null,null,1053,"ŁP-2GS/m/00","Łącznik dwugrupowy świecznikowy z podświetleniem pomarańczowym",27.2,1,"szt","PLN","23%","",10,null,null,null,null,"5907577451066",null,null,"AS",null,null,"",null,10,null,"https://www.ospel.pl/sites/all/pliki/import/image/podtynk/as/bialy/lp-2gs_m_00.jpg","https://www.ospel.pl/sites/all/pliki/import/image/rysunki/as/laczniki.jpg",null,"10AX/250~, IP-20 zaciski gwintowe","","",null,null,null,"BIAŁY",null,"0.0735 kg","71 mm","71 mm","25 mm",null,null,"2025-05-08",null,"","https://www.ospel.pl/sites/all/pliki/import/image/podtynk/as/bialy/lp-2gs_m_00.jpg","27.33.11.0","8536 50 07"]
[null,null,null,null,null,null,null,null,null,1060,"ŁP-3G/m/27","Łącznik schodowy",18.100000000000001,1,"szt","PLN","23%","",10,null,null,null,null,"5907577451974",null,null,"AS",null,null,"",null,10,null,"https://www.ospel.pl/sites/all/pliki/import/image/podtynk/as/ecru/lp-3g_m_27.jpg","https://www.ospel.pl/sites/all/pliki/import/image/rysunki/as/laczniki.jpg",null,"10AX/250~, IP-20 zaciski gwintowe","","",null,null,null,"ECRU",null,"0.0715 kg","71 mm","71 mm","25 mm",null,null,"2025-05-08",null,"","https://www.ospel.pl/sites/all/pliki/import/image/podtynk/as/ecru/lp-3g_m_27.jpg","27.33.11.0","8536 50 07"]
[null,null,null,null,null,null,null,null,null,1070,"ŁP-4G/m/27","Łącznik krzyżowy",27.8,1,"szt","PLN","23%","",10,null,null,null,null,"5907577451998",null,null,"AS",null,null,"",null,10,null,"https://www.ospel.pl/sites/all/pliki/import/image/podtynk/as/ecru/lp-4g_m_27.jpg","https://www.ospel.pl/sites/all/pliki/import/image/rysunki/as/laczniki.jpg",null,"10AX/250~, IP-20 zaciski gwintowe","","",null,null,null,"ECRU",null,"0.077 kg","71 mm","71 mm","25 mm",null,null,"2025-05-08",null,"","https://www.ospel.pl/sites/all/pliki/import/image/podtynk/as/ecru/lp-4g_m_27.jpg","27.33.11.0","8536 50 07"]
[null,null,null,null,null,null,null,null,null,1079,"ŁP-5G/m/18","Łącznik zwierny \"światło\"",28.2,1,"szt","PLN","23%","",4,null,null,null,null,"5907577475680",null,null,"AS",null,null,"",null,4,null,"https://www.ospel.pl/sites/all/pliki/import/image/podtynk/as/srebro/lp-5g_m_18.jpg","https://www.ospel.pl/sites/all/pliki/import/image/rysunki/as/laczniki.jpg",null,"10AX/250~, IP-20 zaciski gwintowe","","",null,null,null,"SREBRO",null,"0.07 kg","71 mm","71 mm","25 mm",null,null,"2025-05-08",null,"","https://www.ospel.pl/sites/all/pliki/import/image/podtynk/as/srebro/lp-5g_m_18.jpg","27.33.11.0","8536 50 07"]
[null,null,null,null,null,null,null,null,null,1088,"ŁP-6G/m/00","Łącznik zwierny \"dzwonek\"",16.399999999999999,1,"szt","PLN","23%","",10,null,null,null,null,"5907577451134",null,null,"AS",null,null,"",null,10,null,"https://www.ospel.pl/sites/all/pliki/import/image/podtynk/as/bialy/lp-6g_m_00.jpg","https://www.ospel.pl/sites/all/pliki/import/image/rysunki/as/laczniki.jpg",null,"10AX/250~, IP-20 zaciski gwintowe","","",null,null,null,"BIAŁY",null,"0.07 kg","71 mm","71 mm","25 mm",null,null,"2025-05-08",null,"","https://www.ospel.pl/sites/all/pliki/import/image/podtynk/as/bialy/lp-6g_m_00.jpg","27.33.11.0","8536 50 07"]
[null,null,null,null,null,null,null,null,null,1096,"ŁP-6GS/m/33","Łącznik zwierny \"dzwonek\" z podświetleniem niebieskim",33.799999999999997,1,"szt","PLN","23%","",4,null,null,null,null,"5906729016580",null,null,"AS",null,null,"",null,4,null,"https://www.ospel.pl/sites/all/pliki/import/image/podtynk/as/czarny/lp-6gs_m_33.jpg","https://www.ospel.pl/sites/all/pliki/import/image/rysunki/as/laczniki.jpg",null,"10AX/250~, IP-20 zaciski gwintowe","","",null,null,null,"CZARNY METALIK",null,"0.071 kg","71 mm","71 mm","25 mm",null,null,"2025-05-08",null,"","https://www.ospel.pl/sites/all/pliki/import/image/podtynk/as/czarny/lp-6gs_m_33.jpg","27.33.11.0","8536 50 07"]
[null,null,null,null,null,null,null,null,null,1105,"ŁP-7GB/m/27","Łącznik żaluzjowy z blokadą mechaniczną",35.200000000000003,1,"szt","PLN","23%","",10,null,null,null,null,"5907577479084",null,null,"AS",null,null,"",null,10,null,"https://www.ospel.pl/sites/all/pliki/import/image/podtynk/as/ecru/lp-7g_m_27.jpg","https://www.ospel.pl/sites/all/pliki/import/image/rysunki/as/laczniki.jpg",null,"10AX/250~, IP-20 zaciski gwintowe","","",null,null,null,"ECRU",null,"0.077 kg","71 mm","71 mm","25 mm",null,null,"2025-05-08",null,"","https://www.ospel.pl/sites/all/pliki/import/image/podtynk/as/ecru/lp-7g_m_27.jpg","27.33.11.0","8536 50 07"]
[null,null,null,null,null,null,null,null,null,1106,"ŁP-7GB/m/33","Łącznik żaluzjowy z blokadą mechaniczną",43.7,1,"szt","PLN","23%","",4,null,null,null,null,"5906729017068",null,null,"AS",null,null,"",null,4,null,"https://www.ospel.pl/sites/all/pliki/import/image/podtynk/as/czarny/lp-7g_m_33.jpg","https://www.ospel.pl/sites/all/pliki/import/image/rysunki/as/laczniki.jpg",null,"10AX/250~, IP-20 zaciski gwintowe","","",null,null,null,"CZARNY METALIK",null,"0.077 kg","71 mm","71 mm","25 mm",null,null,"2025-05-08",null,"","https://www.ospel.pl/sites/all/pliki/import/image/podtynk/as/czarny/lp-7g_m_33.jpg","27.33.11.0","8536 50 07"]
[null,null,null,null,null,null,null,null,null,1119,"ŁP-8G/m/18","Ściemniacz przyciskowo-obrotowy przystosowany do obciążenia żarowego i halogenowego",123.6,1,"szt","PLN","23%","",5,null,null,null,null,"5907577475819",null,null,"AS",null,null,"",null,5,null,"https://www.ospel.pl/sites/all/pliki/import/image/podtynk/as/srebro/lp-8g_m_18.jpg","",null,"40-400W, 230V~50Hz, zaciski gwintowe","","",null,null,null,"SREBRO",null,"0.121 kg","71 mm","71 mm","30 mm",null,null,"2025-05-08",null,"https://www.ospel.pl/sites/all/pliki/import/image/schematy/sciemniacze.pdf","https://www.ospel.pl/sites/all/pliki/import/image/podtynk/as/srebro/lp-8g_m_18.jpg","27.33.11.0","8536 50 05"]
[null,null,null,null,null,null,null,null,null,1123,"ŁP-8GL2/m/00","Ściemniacz uniwersalny do obciążenia żarowego, halogenowego oraz LED",191.2,1,"szt","PLN","23%","",5,null,null,null,null,"5907577478568",null,null,"AS",null,null,"",null,5,null,"https://www.ospel.pl/sites/all/pliki/import/image/podtynk/as/bialy/lp-8g_m_00.jpg","",null,"LED 0-100W, GLS 10-250W, 230V~50Hz","","",null,null,null,"BIAŁY",null,"0.093 kg","71 mm","71 mm","31 mm",null,null,"2025-05-08",null,"","https://www.ospel.pl/sites/all/pliki/import/image/podtynk/as/bialy/lp-8g_m_00.jpg","27.33.11.0","8536 50 05"]
[null,null,null,null,null,null,null,null,null,1132,"ŁP-9G/m/45","Łącznik schodowy + jednobiegunowy",32.6,1,"szt","PLN","23%","",4,null,null,null,null,"5907577474942",null,null,"AS",null,null,"",null,4,null,"https://www.ospel.pl/sites/all/pliki/import/image/podtynk/as/satyna/lp-2g_m_45.jpg","https://www.ospel.pl/sites/all/pliki/import/image/rysunki/as/laczniki.jpg",null,"10AX/250~, IP-20 zaciski gwintowe","","",null,null,null,"SATYNA LIGHT",null,"0.0785 kg","71 mm","71 mm","25 mm",null,null,"2025-05-08",null,"","https://www.ospel.pl/sites/all/pliki/import/image/podtynk/as/satyna/lp-2g_m_45.jpg","27.33.11.0","8536 50 07"]
[null,null,null,null,null,null,null,null,null,1141,"PNP-2G/33","Puszka instalacyjna do serii As podwójna",15.4,1,"szt","PLN","23%","",6,null,null,null,null,"5906729017129",null,null,"AS",null,null,"",null,6,null,"https://www.ospel.pl/sites/all/pliki/import/image/podtynk/impresja/modul/czarna/pnp-2y_33.jpg","",null,"Wysokość 32mm","","",null,null,null,"CZARNY METALIK",null,"0.0775 kg","84 mm","155 mm","",null,null,"2025-05-08",null,"","https://www.ospel.pl/sites/all/pliki/import/image/podtynk/impresja/modul/czarna/pnp-2y_33.jpg","27.33.13.0","8536 90 01"]
[null,null,null,null,null,null,null,null,null,1148,"PNP-4G/00","Puszka instalacyjna do serii As poczwórna",20.6,1,"szt","PLN","23%","",4,null,null,null,null,"5907577453251",null,null,"AS",null,null,"",null,4,null,"https://www.ospel.pl/sites/all/pliki/import/image/podtynk/impresja/modul/biala/pnp-4y_00.jpg","",null,"Wysokość 32mm","","",null,null,null,"BIAŁY",null,"0.14 kg","84 mm","297 mm","",null,null,"2025-05-08",null,"","https://www.ospel.pl/sites/all/pliki/import/image/podtynk/impresja/modul/biala/pnp-4y_00.jpg","27.33.13.0","8536 90 01"]
[null,null,null,null,null,null,null,null,null,1158,"R-1G/00","Ramka pojedyncza",3.5,1,"szt","PLN","23%","",10,null,null,null,null,"5907577451851",null,null,"AS",null,null,"",null,10,null,"https://www.ospel.pl/sites/all/pliki/import/image/podtynk/as/bialy/r-1g_00.jpg","https://www.ospel.pl/sites/all/pliki/import/image/rysunki/as/ramka_pojedyncza.jpg",null,"Tworzywo ABS","","",null,null,null,"BIAŁY",null,"0.017 kg","84 mm","84 mm","",null,null,"2025-05-08",null,"","https://www.ospel.pl/sites/all/pliki/import/image/podtynk/as/bialy/r-1g_00.jpg","27.33.13.0","8536 90 01"]
[null,null,null,null,null,null,null,null,null,1167,"R-2G/45","Ramka podwójna",10.8,1,"szt","PLN","23%","",10,null,null,null,null,"5907577475444",null,null,"AS",null,null,"",null,10,null,"https://www.ospel.pl/sites/all/pliki/import/image/podtynk/as/satyna/r-2g_45.jpg","https://www.ospel.pl/sites/all/pliki/import/image/rysunki/as/ramka_podwojna.jpg",null,"Tworzywo ABS","","",null,null,null,"SATYNA LIGHT",null,"0.03 kg","84 mm","155 mm","",null,null,"2025-05-08",null,"","https://www.ospel.pl/sites/all/pliki/import/image/podtynk/as/satyna/r-2g_45.jpg","27.33.13.0","8536 90 01"]
[null,null,null,null,null,null,null,null,null,1168,"R-3G/00","Ramka potrójna",10.7,1,"szt","PLN","23%","",10,null,null,null,null,"5907577451875",null,null,"AS",null,null,"",null,10,null,"https://www.ospel.pl/sites/all/pliki/import/image/podtynk/as/bialy/r-3g_00.jpg","https://www.ospel.pl/sites/all/pliki/import/image/rysunki/as/ramka_potrojna.jpg",null,"Tworzywo ABS","","",null,null,null,"BIAŁY",null,"0.0425 kg","84 mm","226 mm","",null,null,"2025-05-08",null,"","https://www.ospel.pl/sites/all/pliki/import/image/podtynk/as/bialy/r-3g_00.jpg","27.33.13.0","8536 90 01"]
[null,null,null,null,null,null,null,null,null,1180,"R-5G/27","Ramka pięciokrotna",18.899999999999999,1,"szt","PLN","23%","",10,null,null,null,null,"5907577452797",null,null,"AS",null,null,"",null,10,null,"https://www.ospel.pl/sites/all/pliki/import/image/podtynk/as/ecru/r-5g_27.jpg","https://www.ospel.pl/sites/all/pliki/import/image/rysunki/as/ramka_pieciokrotna.jpg",null,"Tworzywo ABS","","",null,null,null,"ECRU",null,"0.0675 kg","84 mm","368 mm","",null,null,"2025-05-08",null,"","https://www.ospel.pl/sites/all/pliki/import/image/podtynk/as/ecru/r-5g_27.jpg","27.33.13.0","8536 90 01"]
[null,null,null,null,null,null,null,null,null,1185,"RH-1G/27","Ramka pojedyncza do łączników IP-44",4,1,"szt","PLN","23%","",10,null,null,null,null,"5907577452896",null,null,"AS",null,null,"",null,10,null,"https://www.ospel.pl/sites/all/pliki/import/image/podtynk/as/ecru/rh-1g_27.jpg","https://www.ospel.pl/sites/all/pliki/import/image/rysunki/as/ramka_pojedyncza.jpg",null,"Tworzywo ABS","","",null,null,null,"ECRU",null,"0.017 kg","84 mm","84 mm","",null,null,"2025-05-08",null,"","https://www.ospel.pl/sites/all/pliki/import/image/podtynk/as/ecru/rh-1g_27.jpg","27.33.13.0","8536 90 01"]
[null,null,null,null,null,null,null,null,null,1194,"RH-3G/18","Ramka potrójna do łączników IP-44",15.5,1,"szt","PLN","23%","",10,null,null,null,null,"5907577476335",null,null,"AS",null,null,"",null,10,null,"https://www.ospel.pl/sites/all/pliki/import/image/podtynk/as/srebro/rh-3g_18.jpg","https://www.ospel.pl/sites/all/pliki/import/image/rysunki/as/ramka_potrojna.jpg",null,"Tworzywo ABS","","",null,null,null,"SREBRO",null,"0.0425 kg","84 mm","226 mm","",null,null,"2025-05-08",null,"","https://www.ospel.pl/sites/all/pliki/import/image/podtynk/as/srebro/rh-3g_18.jpg","27.33.13.0","8536 90 01"]
[null,null,null,null,null,null,null,null,null,1203,"RH-5G/00","Ramka pięciokrotna do łączników IP-44",20.5,1,"szt","PLN","23%","",10,null,null,null,null,"5907577452889",null,null,"AS",null,null,"",null,10,null,"https://www.ospel.pl/sites/all/pliki/import/image/podtynk/as/bialy/rh-5g_00.jpg","https://www.ospel.pl/sites/all/pliki/import/image/rysunki/as/ramka_pieciokrotna.jpg",null,"Tworzywo ABS","","",null,null,null,"BIAŁY",null,"0.0675 kg","84 mm","368 mm","",null,null,"2025-05-08",null,"","https://www.ospel.pl/sites/all/pliki/import/image/podtynk/as/bialy/rh-5g_00.jpg","27.33.13.0","8536 90 01"]
[null,null,null,null,null,null,null,null,null,1211,"RTP-1G/m/33","Regulator temperatury z czujnikiem podpodłogowym",444.7,1,"szt","PLN","23%","",5,null,null,null,null,"5906729016993",null,null,"AS",null,null,"",null,5,null,"https://www.ospel.pl/sites/all/pliki/import/image/podtynk/as/czarny/rtp-1g_m_33.jpg","",null,"zaciski gwintowe","","Tylko na zamówienie",null,null,null,"CZARNY METALIK",null,"0.1995 kg","71 mm","71 mm","31 mm",null,null,"2025-05-08",null,"","https://www.ospel.pl/sites/all/pliki/import/image/podtynk/as/czarny/rtp-1g_m_33.jpg","27.33.13.0","8536 50 05"]
[null,null,null,null,null,null,null,null,null,1220,"Z-1G/m/27","Zaślepka",9.1999999999999993,1,"szt","PLN","23%","",10,null,null,null,null,"5907577452810",null,null,"AS",null,null,"",null,10,null,"https://www.ospel.pl/sites/all/pliki/import/image/podtynk/as/ecru/z-1g_m_27.jpg","",null,"Montaż do puszek fi 60","","",null,null,null,"ECRU",null,"0.0445 kg","71 mm","71 mm","20 mm",null,null,"2025-05-08",null,"","https://www.ospel.pl/sites/all/pliki/import/image/podtynk/as/ecru/z-1g_m_27.jpg","27.12.23.0","8536 90 01"]
[null,null,null,null,null,null,null,null,null,1229,"GP-1GAP/m/00","Gniazdo pojedyncze z przesłonami torów prądowych, produkt zawiera nanocząsteczki srebra",20.100000000000001,1,"szt","PLN","23%","",4,null,null,null,null,"5906729006536",null,null,"AS ANTYBAKTERYJNY",null,null,"",null,4,null,"https://www.ospel.pl/sites/all/pliki/import/image/podtynk/as/bialy/gp-1gp_m_00.jpg","",null,"16A/250~, IP-20, zaciski gwintowe","","",null,null,null,"BIAŁY",null,"0.066 kg","71 mm","71 mm","26 mm",null,null,"2025-05-08",null,"","https://www.ospel.pl/sites/all/pliki/import/image/podtynk/as/bialy/gp-1gp_m_00.jpg","27.33.13.0","8536 69 90"]
[null,null,null,null,null,null,null,null,null,1232,"GP-1GAZ/m/00","Gniazdo pojedyncze z uziemieniem produkt zawiera nanocząsteczki srebra",22.2,1,"szt","PLN","23%","",4,null,null,null,null,"5906729006543",null,null,"AS ANTYBAKTERYJNY",null,null,"",null,4,null,"https://www.ospel.pl/sites/all/pliki/import/image/podtynk/as/bialy/gp-1gz_m_00.jpg","",null,"16A/250~, IP-20, zaciski gwintowe","","",null,null,null,"BIAŁY",null,"0.072 kg","71 mm","71 mm","26 mm",null,null,"2025-05-08",null,"","https://www.ospel.pl/sites/all/pliki/import/image/podtynk/as/bialy/gp-1gz_m_00.jpg","27.33.13.0","8536 69 90"]
[null,null,null,null,null,null,null,null,null,1238,"GP-1GAZP/m/00","Gniazdo pojedyncze z uziemieniem z przesłonami torów prądowych, produkt zawiera nanocząsteczki srebra",23.1,1,"szt","PLN","23%","",4,null,null,null,null,"5906729006550",null,null,"AS ANTYBAKTERYJNY",null,null,"",null,4,null,"https://www.ospel.pl/sites/all/pliki/import/image/podtynk/as/bialy/gp-1gzp_m_00.jpg","",null,"16A/250~, IP-20, zaciski gwintowe","","",null,null,null,"BIAŁY",null,"0.073 kg","71 mm","71 mm","26 mm",null,null,"2025-05-08",null,"","https://www.ospel.pl/sites/all/pliki/import/image/podtynk/as/bialy/gp-1gzp_m_00.jpg","27.33.13.0","8536 69 90"]
[null,null,null,null,null,null,null,null,null,1247,"GP-2GARZP/m/00","Gniazdo podwójne z uziemieniem z przesłonami, moduł bez ramki, produkt zawiera nanocząsteczki srebra",24.1,1,"szt","PLN","23%","",4,null,null,null,null,"5906729006758",null,null,"AS ANTYBAKTERYJNY",null,null,"",null,4,null,"https://www.ospel.pl/sites/all/pliki/import/image/podtynk/as/bialy/gp-2grzp_m_00.jpg","",null,"16A/250~, IP-20, zaciski gwintowe","","",null,null,null,"BIAŁY",null,"","","","",null,null,"2025-05-08",null,"","https://www.ospel.pl/sites/all/pliki/import/image/podtynk/as/bialy/gp-2grzp_m_00.jpg","27.33.13.0","8536 69 90"]
[null,null,null,null,null,null,null,null,null,1256,"GPA-16GAP/m/00","Gniazdo RTV przelotowe 16-dB produkt zawiera nanocząsteczki srebra",58.5,1,"szt","PLN","23%","",4,null,null,null,null,"5906729006833",null,null,"AS ANTYBAKTERYJNY",null,null,"",null,4,null,"https://www.ospel.pl/sites/all/pliki/import/image/podtynk/as/bialy/gpa-10gp_m_00.jpg","",null,"Współczynnik tłumienia 16dB","","",null,null,null,"BIAŁY",null,"0.103 kg","71 mm","71 mm","24 mm",null,null,"2025-05-08",null,"","https://www.ospel.pl/sites/all/pliki/import/image/podtynk/as/bialy/gpa-10gp_m_00.jpg","26.40.52.0","8517 18 00"]
[null,null,null,null,null,null,null,null,null,1264,"GPE-1GA/m/00","Gniazdo ekwipotencjalne pojedyncze produkt zawiera nanocząsteczki srebra",76.3,1,"szt","PLN","23%","",4,null,null,null,null,"5906729007038",null,null,"AS ANTYBAKTERYJNY",null,null,"",null,4,null,"https://www.ospel.pl/sites/all/pliki/import/image/podtynk/as/bialy/gpe-1g_m_00.jpg","",null,"","","",null,null,null,"BIAŁY",null,"","71 mm","71 mm","20 mm",null,null,"2025-05-08",null,"","https://www.ospel.pl/sites/all/pliki/import/image/podtynk/as/bialy/gpe-1g_m_00.jpg","","8536 90 10"]
[null,null,null,null,null,null,null,null,null,1273,"GPH-1GAZK/m/00/w","Gniazdo bryzgoszczelne z uziemieniem DATA IP-44 wieczko w kolorze wyrobu, produkt zawiera nanocząsteczki srebra",30.5,1,"szt","PLN","23%","",10,null,null,null,null,"5906729008806",null,null,"AS ANTYBAKTERYJNY",null,null,"",null,10,null,"https://www.ospel.pl/sites/all/pliki/import/image/podtynk/as/bialy/gph-1gazd_m_00_w.jpg","",null,"16A/250~, IP-44, zaciski gwintowe","","",null,null,null,"BIAŁY",null,"0.85 kg","71 mm","71 mm","25 mm",null,null,"2025-05-08",null,"","https://www.ospel.pl/sites/all/pliki/import/image/podtynk/as/bialy/gph-1gazd_m_00_w.jpg","27.33.13.0","8536 69 90"]
[null,null,null,null,null,null,null,null,null,1282,"GPK-2GA/p/00","Obudowa gniazda podwójnego typu Keystone prosta, produkt zawiera nanocząsteczki srebra",12.6,1,"szt","PLN","23%","",4,null,null,null,null,"5906729006987",null,null,"AS ANTYBAKTERYJNY",null,null,"",null,4,null,"https://www.ospel.pl/sites/all/pliki/import/image/podtynk/as/bialy/gpk-2g_p_00.jpg","",null,"","","",null,null,null,"BIAŁY",null,"0.0525 kg","71 mm","71 mm","22 mm",null,null,"2025-05-08",null,"","https://www.ospel.pl/sites/all/pliki/import/image/podtynk/as/bialy/gpk-2g_p_00.jpg","26.30.30.0","8517 18 00"]
[null,null,null,null,null,null,null,null,null,1287,"GPT-2GAN/m/00","Gniazdo telefoniczne podwójne niezależne produkt zawiera nanocząsteczki srebra",45.1,1,"szt","PLN","23%","",4,null,null,null,null,"5906729006925",null,null,"AS ANTYBAKTERYJNY",null,null,"",null,4,null,"https://www.ospel.pl/sites/all/pliki/import/image/podtynk/as/bialy/gpt-2g_m_00.jpg","",null,"Zaciski gwintowe","","",null,null,null,"BIAŁY",null,"0.056 kg","71 mm","71 mm","22 mm",null,null,"2025-05-08",null,"","https://www.ospel.pl/sites/all/pliki/import/image/podtynk/as/bialy/gpt-2g_m_00.jpg","26.30.30.0","8517 18 00"]
[null,null,null,null,null,null,null,null,null,1291,"ŁP-11GAS/m/00","Łącznik dwubiegunowy z podświetleniem niebieskim, produkt zawiera nanocząsteczki srebra",28.7,1,"szt","PLN","23%","",4,null,null,null,null,"5906729006444",null,null,"AS ANTYBAKTERYJNY",null,null,"",null,4,null,"https://www.ospel.pl/sites/all/pliki/import/image/podtynk/as/bialy/lp-11gs_m_00.jpg","",null,"10AX250~, IP-20 zaciski gwintowe","","",null,null,null,"BIAŁY",null,"0.075 kg","71 mm","71 mm","25 mm",null,null,"2025-05-08",null,"","https://www.ospel.pl/sites/all/pliki/import/image/podtynk/as/bialy/lp-11gs_m_00.jpg","27.33.11.0","8536 50 07"]
[null,null,null,null,null,null,null,null,null,1300,"ŁP-21GA/m/00","Łącznik zwierny produkt zawiera nanocząsteczki srebra",23.2,1,"szt","PLN","23%","",4,null,null,null,null,"5906729016351",null,null,"AS ANTYBAKTERYJNY",null,null,"",null,4,null,"https://www.ospel.pl/sites/all/pliki/import/image/podtynk/as/bialy/lp-1g_m_00.jpg","",null,"10AX250~, IP-20 zaciski gwintowe","","",null,null,null,"BIAŁY",null,"","","","",null,null,"2025-05-08",null,"","https://www.ospel.pl/sites/all/pliki/import/image/podtynk/as/bialy/lp-1g_m_00.jpg","27.33.11.0","8536 50 07"]
[null,null,null,null,null,null,null,null,null,1309,"ŁP-5GAS/m/00","Łącznik zwierny \"światło\" z podświetleniem niebieskim, produkt zawiera nanocząsteczki srebra",27.8,1,"szt","PLN","23%","",4,null,null,null,null,"5906729006345",null,null,"AS ANTYBAKTERYJNY",null,null,"",null,4,null,"https://www.ospel.pl/sites/all/pliki/import/image/podtynk/as/bialy/lp-5gs_m_00.jpg","",null,"10AX250~, IP-20 zaciski gwintowe","","",null,null,null,"BIAŁY",null,"0.071 kg","71 mm","71 mm","25 mm",null,null,"2025-05-08",null,"","https://www.ospel.pl/sites/all/pliki/import/image/podtynk/as/bialy/lp-5gs_m_00.jpg","27.33.11.0","8536 50 07"]
[null,null,null,null,null,null,null,null,null,1316,"ŁP-8GA/m/00","Ściemniacz przyciskowo-obrotowy do obciążenia żarowego i halogen. , produkt zawiera nanocząsteczki srebra",131.9,1,"szt","PLN","23%","",5,null,null,null,null,"5906729006413",null,null,"AS ANTYBAKTERYJNY",null,null,"",null,5,null,"https://www.ospel.pl/sites/all/pliki/import/image/podtynk/as/bialy/lp-8g_m_00.jpg","",null,"40-400W, 230V~50Hz, zaciski gwintowe","","",null,null,null,"BIAŁY",null,"0.121 kg","71 mm","71 mm","30 mm",null,null,"2025-05-08",null,"","https://www.ospel.pl/sites/all/pliki/import/image/podtynk/as/bialy/lp-8g_m_00.jpg","27.33.11.0","8536 50 05"]
[null,null,null,null,null,null,null,null,null,1326,"R-3GA/00","Ramka potrójna produkt zawiera nanocząsteczki srebra",12,1,"szt","PLN","23%","",10,null,null,null,null,"5906729007106",null,null,"AS ANTYBAKTERYJNY",null,null,"",null,10,null,"https://www.ospel.pl/sites/all/pliki/import/image/podtynk/as/bialy/r-3ga_00.jpg","",null,"Tworzywo ABS","","",null,null,null,"BIAŁY",null,"0.0425 kg","84 mm","226 mm","",null,null,"2025-05-08",null,"","https://www.ospel.pl/sites/all/pliki/import/image/podtynk/as/bialy/r-3ga_00.jpg","27.33.13.0","8536 90 01"]
[null,null,null,null,null,null,null,null,null,1335,"RTP-1GAN/m/00","Regulator temperatury z czujnikiem napowietrznym, produkt zawiera nanocząsteczki srebra",212.9,1,"szt","PLN","23%","",5,null,null,null,null,"5906729007199",null,null,"AS ANTYBAKTERYJNY",null,null,"",null,5,null,"https://www.ospel.pl/sites/all/pliki/import/image/podtynk/as/bialy/rtp-1g_m_00.jpg","",null,"zaciski gwintowe","","Tylko na zamówienie",null,null,null,"BIAŁY",null,"0.1025 kg","71 mm","71 mm","31 mm",null,null,"2025-05-08",null,"","https://www.ospel.pl/sites/all/pliki/import/image/podtynk/as/bialy/rtp-1g_m_00.jpg","27.33.13.0","8536 50 05"]
[null,null,null,null,null,null,null,null,null,1344,"GN-1BSP/24","Gniazdo pojedyncze z uziemieniem schuko z przesłonami torów prądowych",18.3,1,"szt","PLN","23%","",10,null,null,null,null,"5907577443948",null,null,"BIS",null,null,"",null,10,null,"https://www.ospel.pl/sites/all/pliki/import/image/natynk/bis/gn-1bsp_24.jpg","https://www.ospel.pl/sites/all/pliki/import/image/rysunki/bis/gniazda_pojedyncze_schucko.jpg",null,"","","",null,null,null,"BRĄZOWY",null,"0.056 kg","60 mm","60 mm","",null,null,"2025-05-08",null,"","https://www.ospel.pl/sites/all/pliki/import/image/natynk/bis/gn-1bsp_24.jpg","27.33.13.0","8536 69 90"]
[null,null,null,null,null,null,null,null,null,1352,"GN-2BC/24","Gniazdo podwójne z uziemieniem z funkcją niezamienności faz",18.8,1,"szt","PLN","23%","",5,null,null,null,null,"5907577443924",null,null,"BIS",null,null,"",null,5,null,"https://www.ospel.pl/sites/all/pliki/import/image/natynk/bis/gn-2bc_24.jpg","https://www.ospel.pl/sites/all/pliki/import/image/rysunki/bis/gniazda_podwojne_czeskie.jpg",null,"","","",null,null,null,"BRĄZOWY",null,"","100 mm","60 mm","",null,null,"2025-05-08",null,"","https://www.ospel.pl/sites/all/pliki/import/image/natynk/bis/gn-2bc_24.jpg","27.33.13.0","8536 69 90"]
[null,null,null,null,null,null,null,null,null,1353,"GN-2BP/00","Gniazdo podwójne z przesłonami torów prądowych",18.399999999999999,1,"szt","PLN","23%","",5,null,null,null,null,"5907577425814",null,null,"BIS",null,null,"",null,5,null,"https://www.ospel.pl/sites/all/pliki/import/image/natynk/bis/gn-2bp_00.jpg","https://www.ospel.pl/sites/all/pliki/import/image/rysunki/bis/gniazda_podwojne_bk.jpg",null,"","","",null,null,null,"BIAŁY",null,"0.084 kg","100 mm","60 mm","",null,null,"2025-05-08",null,"","https://www.ospel.pl/sites/all/pliki/import/image/natynk/bis/gn-2bp_00.jpg","27.33.13.0","8536 69 90"]
[null,null,null,null,null,null,null,null,null,1362,"GN-2BZP/24","Gniazdo podwójne z uziemieniem z przesłonami torów prądowych",21.5,1,"szt","PLN","23%","",5,null,null,null,null,"5907577443917",null,null,"BIS",null,null,"",null,5,null,"https://www.ospel.pl/sites/all/pliki/import/image/natynk/bis/gn-2bzp_24.jpg","https://www.ospel.pl/sites/all/pliki/import/image/rysunki/bis/gniazda_podwojne.jpg",null,"","","",null,null,null,"BRĄZOWY",null,"0.098 kg","100 mm","60 mm","",null,null,"2025-05-08",null,"","https://www.ospel.pl/sites/all/pliki/import/image/natynk/bis/gn-2bzp_24.jpg","27.33.13.0","8536 69 90"]
[null,null,null,null,null,null,null,null,null,1375,"ŁN-4B/00","Łącznik krzyżowy",29.2,1,"szt","PLN","23%","",10,null,null,null,null,"5907577425654",null,null,"BIS",null,null,"",null,10,null,"https://www.ospel.pl/sites/all/pliki/import/image/natynk/bis/ln-4b_00.jpg","https://www.ospel.pl/sites/all/pliki/import/image/rysunki/bis/laczniki.jpg",null,"","","",null,null,null,"BIAŁY",null,"0.059 kg","60 mm","60 mm","",null,null,"2025-05-08",null,"https://www.ospel.pl/sites/all/pliki/import/image/schematy/lacznik_krzyzowy_wspolpraca.jpg","https://www.ospel.pl/sites/all/pliki/import/image/natynk/bis/ln-4b_00.jpg","27.33.11.0","8536 50 07"]
[null,null,null,null,null,null,null,null,null,1379,"ŁN-5B/00","Łącznik zwierny \"światło\"",15.8,1,"szt","PLN","23%","",10,null,null,null,null,"5907577425661",null,null,"BIS",null,null,"",null,10,null,"https://www.ospel.pl/sites/all/pliki/import/image/natynk/bis/ln-5b_00.jpg","https://www.ospel.pl/sites/all/pliki/import/image/rysunki/bis/laczniki.jpg",null,"","","",null,null,null,"BIAŁY",null,"0.055 kg","60 mm","60 mm","",null,null,"2025-05-08",null,"https://www.ospel.pl/sites/all/pliki/import/image/schematy/lacznik_zwierny_swiatlo.jpg","https://www.ospel.pl/sites/all/pliki/import/image/natynk/bis/ln-5b_00.jpg","27.33.11.0","8536 50 07"]
[null,null,null,null,null,null,null,null,null,1388,"ŁN-7B/24","Łącznik żaluzjowy",29,1,"szt","PLN","23%","",10,null,null,null,null,"5907577443764",null,null,"BIS",null,null,"",null,10,null,"https://www.ospel.pl/sites/all/pliki/import/image/natynk/bis/ln-7b_24.jpg","https://www.ospel.pl/sites/all/pliki/import/image/rysunki/bis/lacznik_dwugrupowy.jpg",null,"","","",null,null,null,"BRĄZOWY",null,"0.059 kg","60 mm","60 mm","",null,null,"2025-05-08",null,"","https://www.ospel.pl/sites/all/pliki/import/image/natynk/bis/ln-7b_24.jpg","27.33.11.0","8536 50 07"]
[null,null,null,null,null,null,null,null,null,1397,"GNH-2DS/00/w","Gniazdo podwójne z uziemieniem schuko wieczko w kolorze wyrobu",45.3,1,"szt","PLN","23%","",5,null,null,null,null,"5907577410292",null,null,"DELFINA",null,null,"",null,5,null,"https://www.ospel.pl/sites/all/pliki/import/image/natynk/delfina/gnh-2ds_00.jpg","https://www.ospel.pl/sites/all/pliki/import/image/rysunki/delfina/gniazda_pod.jpg",null,"","","",null,null,null,"BIAŁY",null,"0.183 kg","90 mm","72 mm","",null,null,"2025-05-08",null,"","https://www.ospel.pl/sites/all/pliki/import/image/natynk/delfina/gnh-2ds_00.jpg","27.33.13.0","8536 69 90"]
[null,null,null,null,null,null,null,null,null,1400,"GNH-2DZ/30/w","Gniazdo podwójne z uziemieniem wieczko w kolorze wyrobu",42.1,1,"szt","PLN","23%","",5,null,null,null,null,"5907577408770",null,null,"DELFINA",null,null,"",null,5,null,"https://www.ospel.pl/sites/all/pliki/import/image/natynk/delfina/gnh-2dz_30.jpg","https://www.ospel.pl/sites/all/pliki/import/image/rysunki/delfina/gniazda_pod.jpg",null,"","","",null,null,null,"SZARY",null,"0.183 kg","90 mm","72 mm","",null,null,"2025-05-08",null,"","https://www.ospel.pl/sites/all/pliki/import/image/natynk/delfina/gnh-2dz_30.jpg","27.33.13.0","8536 69 90"]
[null,null,null,null,null,null,null,null,null,1414,"GNH-1HS/00/w","Gniazdo pojedyncze z uziemieniem schuko wieczko w kolorze wyrobu",20.3,1,"szt","PLN","23%","",10,null,null,null,null,"5907577415297",null,null,"FALA",null,null,"",null,10,null,"https://www.ospel.pl/sites/all/pliki/import/image/natynk/fala/gnh-1hz_00_w.jpg","https://www.ospel.pl/sites/all/pliki/import/image/rysunki/fala/gniazda_schucko.jpg",null,"16A/250~, IP-44, zaciski gwintowe","","",null,null,null,"BIAŁY",null,"0.0905 kg","70 mm","60 mm","",null,null,"2025-05-08",null,"","https://www.ospel.pl/sites/all/pliki/import/image/natynk/fala/gnh-1hz_00_w.jpg","27.33.13.0","8536 69 90"]
[null,null,null,null,null,null,null,null,null,1415,"GNH-1HSP/00/d","Gniazdo pojedyncze z uziemieniem schuko z przesłonami torów prądowych wieczko przezroczyste",20.9,1,"szt","PLN","23%","",10,null,null,null,null,"5907577427184",null,null,"FALA",null,null,"",null,10,null,"https://www.ospel.pl/sites/all/pliki/import/image/natynk/fala/gnh-1hsp_00_d.jpg","https://www.ospel.pl/sites/all/pliki/import/image/rysunki/fala/gniazda_schucko.jpg",null,"16A/250~, IP-44, zaciski gwintowe","","",null,null,null,"BIAŁY",null,"0.0905 kg","70 mm","60 mm","",null,null,"2025-05-08",null,"","https://www.ospel.pl/sites/all/pliki/import/image/natynk/fala/gnh-1hsp_00_d.jpg","27.33.13.0","8536 69 90"]
[null,null,null,null,null,null,null,null,null,1424,"GNH-2HSP/00/d","Gniazdo podwójne z uziemieniem schuko z przesłonami torów prądowych wieczko przezroczyste",38,1,"szt","PLN","23%","",5,null,null,null,null,"5907577427191",null,null,"FALA",null,null,"",null,5,null,"https://www.ospel.pl/sites/all/pliki/import/image/natynk/fala/gnh-2hsp_00_d.jpg","",null,"16A/250~, IP-44, zaciski gwintowe","","",null,null,null,"BIAŁY",null,"","70 mm","120 mm","",null,null,"2025-05-08",null,"","https://www.ospel.pl/sites/all/pliki/import/image/natynk/fala/gnh-2hsp_00_d.jpg","27.33.13.0","8536 69 90"]
[null,null,null,null,null,null,null,null,null,1436,"ŁNH-11HS/00","Łącznik dwubiegunowy z podświetleniem pomarańczowym",26.8,1,"szt","PLN","23%","",10,null,null,null,null,"5907577426293",null,null,"FALA",null,null,"",null,10,null,"https://www.ospel.pl/sites/all/pliki/import/image/natynk/fala/lnh-11hs_00.jpg","https://www.ospel.pl/sites/all/pliki/import/image/rysunki/fala/laczniki.jpg",null,"10AX/250~, IP-44 zaciski gwintowe","","",null,null,null,"BIAŁY",null,"0.0845 kg","70 mm","60 mm","",null,null,"2025-05-08",null,"https://www.ospel.pl/sites/all/pliki/import/image/schematy/lacznik_dwubiegunowy.jpg","https://www.ospel.pl/sites/all/pliki/import/image/natynk/fala/lnh-11hs_00.jpg","27.33.11.0","8536 50 07"]
[null,null,null,null,null,null,null,null,null,1441,"ŁNH-2H/71/21","Łącznik dwugrupowy świecznikowy",18.7,1,"szt","PLN","23%","",10,null,null,null,null,"5907577494339",null,null,"FALA",null,null,"",null,10,null,"https://www.ospel.pl/sites/all/pliki/import/image/natynk/fala/lnh-2h_71_21.jpg","https://www.ospel.pl/sites/all/pliki/import/image/rysunki/fala/laczniki.jpg",null,"10AX/250~, IP-44 zaciski gwintowe","","",null,null,null,"POPIEL/GRAFIT",null,"0,0805 kg","70 mm","60 mm","",null,null,"2025-05-08",null,"","https://www.ospel.pl/sites/all/pliki/import/image/natynk/fala/lnh-2h_71_21.jpg","27.33.11.0","8536 50 07"]
[null,null,null,null,null,null,null,null,null,1450,"ŁNH-5HS/00","Łącznik zwierny \"światło\" z podświetleniem pomarańczowym",23.9,1,"szt","PLN","23%","",10,null,null,null,null,"5907577412111",null,null,"FALA",null,null,"",null,10,null,"https://www.ospel.pl/sites/all/pliki/import/image/natynk/fala/lnh-5hs_00.jpg","https://www.ospel.pl/sites/all/pliki/import/image/rysunki/fala/laczniki.jpg",null,"10AX/250~, IP-44 zaciski gwintowe","","",null,null,null,"BIAŁY",null,"0.0795 kg","70 mm","60 mm","",null,null,"2025-05-08",null,"https://www.ospel.pl/sites/all/pliki/import/image/schematy/lacznik_zwierny_swiatlo_podswietlenie.jpg","https://www.ospel.pl/sites/all/pliki/import/image/natynk/fala/lnh-5hs_00.jpg","27.33.11.0","8536 50 07"]
[null,null,null,null,null,null,null,null,null,1459,"ZH-Ł1GS/00/w","Łącznik jednobiegunowy + gniazdo pojedyncze schuko wieczko w kolorze wyrobu",35.700000000000003,1,"szt","PLN","23%","",5,null,null,null,null,"5907577426088",null,null,"FALA",null,null,"",null,5,null,"https://www.ospel.pl/sites/all/pliki/import/image/natynk/fala/zh-l1g_00_w.jpg","https://www.ospel.pl/sites/all/pliki/import/image/rysunki/fala/zestaw_lacznik_gniazdo.jpg",null,"10AX/16A/250~, IP-44 zaciski gwintowe","","",null,null,null,"BIAŁY",null,"","70 mm","120 mm","",null,null,"2025-05-08",null,"","https://www.ospel.pl/sites/all/pliki/import/image/natynk/fala/zh-l1g_00_w.jpg","27.33.13.0","8536 49 00"]
[null,null,null,null,null,null,null,null,null,1468,"AP45-1Y/m/23","Adapter podtynkowy systemu OSPEL 45 do serii Impresja",15.5,1,"szt","PLN","23%","",10,null,null,null,null,"5907577494537",null,null,"IMPRESJA",null,null,"",null,10,null,"https://www.ospel.pl/sites/all/pliki/import/image/podtynk/impresja/modul/tytan/ap45-1y_m_23.jpg","",null,"","","",null,null,null,"TYTAN",null,"","75 mm","75 mm","20 mm",null,null,"2025-05-08",null,"","https://www.ospel.pl/sites/all/pliki/import/image/podtynk/impresja/modul/tytan/ap45-1y_m_23.jpg","27.33.13.0","8536 90 01"]
[null,null,null,null,null,null,null,null,null,1476,"GG-1Y/m/27","Gniazdo głośnikowe pojedyncze",36.6,1,"szt","PLN","23%","",10,null,null,null,null,"5907577438630",null,null,"IMPRESJA",null,null,"",null,10,null,"https://www.ospel.pl/sites/all/pliki/import/image/podtynk/impresja/modul/ecru/gg-1y_m_27.jpg","https://www.ospel.pl/sites/all/pliki/import/image/rysunki/impresja/gniazda_glosnikowe.jpg",null,"Przyłączalność przewodów 0,75mm2","","",null,null,null,"ECRU",null,"0.048 kg","71 mm","71 mm","21 mm",null,null,"2025-05-08",null,"","https://www.ospel.pl/sites/all/pliki/import/image/podtynk/impresja/modul/ecru/gg-1y_m_27.jpg","26.40.52.0","8517 18 00"]
[null,null,null,null,null,null,null,null,null,1477,"GG-1Y/m/28","Gniazdo głośnikowe pojedyncze",41.2,1,"szt","PLN","23%","",4,null,null,null,null,"5907577440510",null,null,"IMPRESJA",null,null,"",null,4,null,"https://www.ospel.pl/sites/all/pliki/import/image/podtynk/impresja/modul/zloto/gg-1y_m_28.jpg","https://www.ospel.pl/sites/all/pliki/import/image/rysunki/impresja/gniazda_glosnikowe.jpg",null,"Przyłączalność przewodów 0,75mm2","","",null,null,null,"ZŁOTY METALIK",null,"0.048 kg","71 mm","71 mm","21 mm",null,null,"2025-05-08",null,"","https://www.ospel.pl/sites/all/pliki/import/image/podtynk/impresja/modul/zloto/gg-1y_m_28.jpg","26.40.52.0","8517 18 00"]
[null,null,null,null,null,null,null,null,null,1491,"GGN-1Y/m/28","Gniazdo głośnikowe pojedyncze",46.6,1,"szt","PLN","23%","",4,null,null,null,null,"5907577477615",null,null,"IMPRESJA",null,null,"",null,4,null,"https://www.ospel.pl/sites/all/pliki/import/image/podtynk/impresja/modul/zloto/ggn-1y_m_28.jpg","https://www.ospel.pl/sites/all/pliki/import/image/rysunki/impresja/gniazda_glosnikowe.jpg",null,"Przyłączalność przewodów 6mm2","","",null,null,null,"ZŁOTY METALIK",null,"0.055 kg","71 mm","71 mm","22 mm",null,null,"2025-05-08",null,"","https://www.ospel.pl/sites/all/pliki/import/image/podtynk/impresja/modul/zloto/ggn-1y_m_28.jpg","26.40.52.0","8517 18 00"]
[null,null,null,null,null,null,null,null,null,1494,"GP-1Y/m/00","Gniazdo pojedyncze",18.100000000000001,1,"szt","PLN","23%","",10,null,null,null,null,"5907577436827",null,null,"IMPRESJA",null,null,"",null,10,null,"https://www.ospel.pl/sites/all/pliki/import/image/podtynk/impresja/modul/biala/gp-1y_m_00.jpg","https://www.ospel.pl/sites/all/pliki/import/image/rysunki/impresja/gniazda_pojedyncze_ip20.jpg",null,"16A/250~, IP-20, zaciski gwintowe","","",null,null,null,"BIAŁY",null,"0.066 kg","71 mm","71 mm","23 mm",null,null,"2025-05-08",null,"","https://www.ospel.pl/sites/all/pliki/import/image/podtynk/impresja/modul/biala/gp-1y_m_00.jpg","27.33.13.0","8536 69 90"]
[null,null,null,null,null,null,null,null,null,1503,"GP-1YP/m/23","Gniazdo pojedyncze z przesłonami torów prądowych",26.8,1,"szt","PLN","23%","",4,null,null,null,null,"5907577438937",null,null,"IMPRESJA",null,null,"",null,4,null,"https://www.ospel.pl/sites/all/pliki/import/image/podtynk/impresja/modul/tytan/gp-1yp_m_23.jpg","https://www.ospel.pl/sites/all/pliki/import/image/rysunki/impresja/gniazda_pojedyncze_ip20.jpg",null,"16A/250~, IP-20, zaciski gwintowe","","",null,null,null,"TYTAN",null,"0.068 kg","71 mm","71 mm","23 mm",null,null,"2025-05-08",null,"","https://www.ospel.pl/sites/all/pliki/import/image/podtynk/impresja/modul/tytan/gp-1yp_m_23.jpg","27.33.13.0","8536 69 90"]
[null,null,null,null,null,null,null,null,null,1512,"GP-1YS/m/28","Gniazdo pojedyncze z uziemieniem schuko",31.5,1,"szt","PLN","23%","",4,null,null,null,null,"5907577440923",null,null,"IMPRESJA",null,null,"",null,4,null,"https://www.ospel.pl/sites/all/pliki/import/image/podtynk/impresja/modul/zloto/gp-1ys_m_28.jpg","https://www.ospel.pl/sites/all/pliki/import/image/rysunki/impresja/gniazda_pojedyncze_schucko.jpg",null,"16A/250~, IP-20, zaciski gwintowe","","",null,null,null,"ZŁOTY METALIK",null,"0.075 kg","71 mm","71 mm","25 mm",null,null,"2025-05-08",null,"","https://www.ospel.pl/sites/all/pliki/import/image/podtynk/impresja/modul/zloto/gp-1ys_m_28.jpg","27.33.13.0","8536 69 90"]
[null,null,null,null,null,null,null,null,null,1520,"GP-1YSP/m/33","Gniazdo pojedyncze z uziemieniem schuko z przesłonami torów prądowych",32.200000000000003,1,"szt","PLN","23%","",4,null,null,null,null,"5906729010502",null,null,"IMPRESJA",null,null,"",null,4,null,"https://www.ospel.pl/sites/all/pliki/import/image/podtynk/impresja/modul/czarna/gp-1ysp_m_33.jpg","https://www.ospel.pl/sites/all/pliki/import/image/rysunki/impresja/gniazda_pojedyncze_schucko.jpg",null,"16A/250~, IP-20, zaciski gwintowe","","",null,null,null,"CZARNY METALIK",null,"0.076 kg","71 mm","71 mm","25 mm",null,null,"2025-05-08",null,"","https://www.ospel.pl/sites/all/pliki/import/image/podtynk/impresja/modul/czarna/gp-1ysp_m_33.jpg","27.33.13.0","8536 69 90"]
[null,null,null,null,null,null,null,null,null,1529,"GP-1YZD/m/00","Gniazdo pojedyncze z uziemieniem DATA",21.8,1,"szt","PLN","23%","",10,null,null,null,null,"5907577436902",null,null,"IMPRESJA",null,null,"",null,10,null,"https://www.ospel.pl/sites/all/pliki/import/image/podtynk/impresja/modul/biala/gp-1yzd_m_00.jpg","https://www.ospel.pl/sites/all/pliki/import/image/rysunki/impresja/gniazda_pojedyncze_ip20.jpg",null,"16A/250~, IP-20, zaciski gwintowe","","",null,null,null,"CZERWONY",null,"0.073 kg","71 mm","71 mm","23 mm",null,null,"2025-05-08",null,"","https://www.ospel.pl/sites/all/pliki/import/image/podtynk/impresja/modul/biala/gp-1yzd_m_00.jpg","27.33.13.0","8536 69 90"]
[null,null,null,null,null,null,null,null,null,1538,"GP-1YZP/m/50","Gniazdo pojedyncze z uziemieniem z przesłonami torów prądowych",30.5,1,"szt","PLN","23%","",4,null,null,null,null,"5907577461720",null,null,"IMPRESJA",null,null,"",null,4,null,"https://www.ospel.pl/sites/all/pliki/import/image/podtynk/impresja/modul/antracyt/gp-1yzp_m_50.jpg","https://www.ospel.pl/sites/all/pliki/import/image/rysunki/impresja/gniazda_pojedyncze_ip20.jpg",null,"16A/250~, IP-20, zaciski gwintowe","","",null,null,null,"ANTRACYT",null,"0.074 kg","71 mm","71 mm","23 mm",null,null,"2025-05-08",null,"","https://www.ospel.pl/sites/all/pliki/import/image/podtynk/impresja/modul/antracyt/gp-1yzp_m_50.jpg","27.33.13.0","8536 69 90"]
[null,null,null,null,null,null,null,null,null,1539,"GP-1YZPUSB/m/00","Gniazdo pojedyncze z uziemieniem z przesłonami torów prądowych, z ładowarką USB",115.9,1,"szt","PLN","23%","",5,null,null,null,null,"5907577494636",null,null,"IMPRESJA",null,null,"",null,5,null,"https://www.ospel.pl/sites/all/pliki/import/image/podtynk/impresja/modul/biala/gp-1yzpusb_m_00.jpg","https://www.ospel.pl/sites/all/pliki/import/image/rysunki/impresja/gniazda_pojedyncze_ip20.jpg",null,"16A/230~,USB 5V/2,1A, IP-20, zac.bezgw.","","",null,null,null,"BIAŁY",null,"0.104 kg","73 mm","73 mm","34 mm",null,null,"2025-05-08",null,"","https://www.ospel.pl/sites/all/pliki/import/image/podtynk/impresja/modul/biala/gp-1yzpusb_m_00.jpg","27.33.13.0","8536 69 90"]
[null,null,null,null,null,null,null,null,null,1552,"GP-1YZPUSBAC/m/50","Gniazdo pojedyncze z uziemieniem z przesłonami torów prądowych, z ładowarką USB A+C",162.6,1,"szt","PLN","23%","",5,null,null,null,null,"5906729025810",null,null,"IMPRESJA",null,null,"",null,5,null,"https://www.ospel.pl/sites/all/pliki/import/image/podtynk/impresja/modul/antracyt/gp-1yzpusbac_m_50.jpg","https://www.ospel.pl/sites/all/pliki/import/image/rysunki/impresja/gniazda_pojedyncze_ip20.jpg",null,"16A/230~, IP-20, zac.bezgw.","","",null,null,null,"ANTRACYT",null,"","73 mm","73 mm","31 mm",null,null,"2025-05-08",null,"","https://www.ospel.pl/sites/all/pliki/import/image/podtynk/impresja/modul/antracyt/gp-1yzpusbac_m_50.jpg","27.33.13.0","8536 69 90"]
[null,null,null,null,null,null,null,null,null,1556,"GP-2Y/27","Gniazdo podwójne kompletne z ramką",24,1,"szt","PLN","23%","",10,null,null,null,null,"5907577438364",null,null,"IMPRESJA",null,null,"",null,10,null,"https://www.ospel.pl/sites/all/pliki/import/image/podtynk/impresja/modul/ecru/gp-2y_27.jpg","https://www.ospel.pl/sites/all/pliki/import/image/rysunki/impresja/gniazda_podwojne.jpg",null,"16A/250~, IP-20, zaciski gwintowe","","",null,null,null,"ECRU",null,"0.0815 kg","84 mm","84 mm","27 mm",null,null,"2025-05-08",null,"","https://www.ospel.pl/sites/all/pliki/import/image/podtynk/impresja/modul/ecru/gp-2y_27.jpg","27.33.13.0","8536 69 90"]
[null,null,null,null,null,null,null,null,null,1565,"GP-2YC/33","Gniazdo podwójne z uziemieniem z funkcją niezamienności faz, kompletne z ramką",34.700000000000003,1,"szt","PLN","23%","",5,null,null,null,null,"5906729010625",null,null,"IMPRESJA",null,null,"",null,5,null,"https://www.ospel.pl/sites/all/pliki/import/image/podtynk/impresja/modul/czarna/gp-2yc_33.jpg","",null,"16A/250~, IP-20, zaciski gwintowe","","",null,null,null,"CZARNY METALIK",null,"0.091 kg","84 mm","84 mm","22 mm",null,null,"2025-05-08",null,"","https://www.ospel.pl/sites/all/pliki/import/image/podtynk/impresja/modul/czarna/gp-2yc_33.jpg","27.33.13.0","8536 69 90"]
[null,null,null,null,null,null,null,null,null,1572,"GP-2YP/33","Gniazdo podwójne z przesłonami torów prądowych, kompletne z ramką",33.6,1,"szt","PLN","23%","",4,null,null,null,null,"5906729010564",null,null,"IMPRESJA",null,null,"",null,4,null,"https://www.ospel.pl/sites/all/pliki/import/image/podtynk/impresja/modul/czarna/gp-2yp_33.jpg","https://www.ospel.pl/sites/all/pliki/import/image/rysunki/impresja/gniazda_podwojne.jpg",null,"16A/250~, IP-20, zaciski gwintowe","","",null,null,null,"CZARNY METALIK",null,"0.083 kg","84 mm","84 mm","27 mm",null,null,"2025-05-08",null,"","https://www.ospel.pl/sites/all/pliki/import/image/podtynk/impresja/modul/czarna/gp-2yp_33.jpg","27.33.13.0","8536 69 90"]
[null,null,null,null,null,null,null,null,null,1582,"GP-2YRAZ/m/18","Gniazdo podwójne z uziemieniem moduł bez ramki",30.5,1,"szt","PLN","23%","",4,null,null,null,null,"5907577480684",null,null,"IMPRESJA",null,null,"",null,4,null,"https://www.ospel.pl/sites/all/pliki/import/image/podtynk/impresja/modul/srebro/gp-2yrz_m_18.jpg","https://www.ospel.pl/sites/all/pliki/import/image/rysunki/impresja/gniazda_ramka_uz.jpg",null,"16A/250~, IP-20, do ramek linii Prestige","","",null,null,null,"SREBRO",null,"0.084 kg","71 mm","71 mm","19 mm",null,null,"2025-05-08",null,"","https://www.ospel.pl/sites/all/pliki/import/image/podtynk/impresja/modul/srebro/gp-2yrz_m_18.jpg","27.33.13.0","8536 69 90"]
[null,null,null,null,null,null,null,null,null,1591,"GP-2YRAZP/m/27","Gniazdo podwójne z uziemieniem z przesłonami torów prądowych, moduł bez ramki",23.8,1,"szt","PLN","23%","",10,null,null,null,null,"5907577480769",null,null,"IMPRESJA",null,null,"",null,10,null,"https://www.ospel.pl/sites/all/pliki/import/image/podtynk/impresja/modul/ecru/gp-2yrzp_m_27.jpg","https://www.ospel.pl/sites/all/pliki/import/image/rysunki/impresja/gniazda_ramka_uz.jpg",null,"16A/250~, IP-20, do ramek linii Prestige","","",null,null,null,"ECRU",null,"0.085 kg","71 mm","71 mm","19 mm",null,null,"2025-05-08",null,"","https://www.ospel.pl/sites/all/pliki/import/image/podtynk/impresja/modul/ecru/gp-2yrzp_m_27.jpg","27.33.13.0","8536 69 90"]
[null,null,null,null,null,null,null,null,null,1600,"GP-2YRP/m/33","Gniazdo podwójne z przesłonami torów prądowych, moduł bez ramki",27.6,1,"szt","PLN","23%","",4,null,null,null,null,"5906729011097",null,null,"IMPRESJA",null,null,"",null,4,null,"https://www.ospel.pl/sites/all/pliki/import/image/podtynk/impresja/modul/czarna/gp-2yrp_m_33.jpg","https://www.ospel.pl/sites/all/pliki/import/image/rysunki/impresja/gniazda_ramka.jpg",null,"16A/250~, IP-20, zaciski gwintowe","","",null,null,null,"CZARNY METALIK",null,"0.072 kg","71 mm","71 mm","27 mm",null,null,"2025-05-08",null,"","https://www.ospel.pl/sites/all/pliki/import/image/podtynk/impresja/modul/czarna/gp-2yrp_m_33.jpg","27.33.13.0","8536 69 90"]
[null,null,null,null,null,null,null,null,null,1604,"GP-2YRZ/m/23","Gniazdo podwójne z uziemieniem moduł bez ramki",30.5,1,"szt","PLN","23%","",4,null,null,null,null,"5907577439408",null,null,"IMPRESJA",null,null,"",null,4,null,"https://www.ospel.pl/sites/all/pliki/import/image/podtynk/impresja/modul/tytan/gp-2yrz_m_23.jpg","https://www.ospel.pl/sites/all/pliki/import/image/rysunki/impresja/gniazda_ramka_uz.jpg",null,"16A/250~, IP-20, zaciski gwintowe","","",null,null,null,"TYTAN",null,"0.084 kg","71 mm","71 mm","27 mm",null,null,"2025-05-08",null,"","https://www.ospel.pl/sites/all/pliki/import/image/podtynk/impresja/modul/tytan/gp-2yrz_m_23.jpg","27.33.13.0","8536 69 90"]
[null,null,null,null,null,null,null,null,null,1609,"GP-2YRZP/m/00","Gniazdo podwójne z uziemieniem z przesłonami torów prądowych, moduł bez ramki",23.8,1,"szt","PLN","23%","",10,null,null,null,null,"5907577437220",null,null,"IMPRESJA",null,null,"",null,10,null,"https://www.ospel.pl/sites/all/pliki/import/image/podtynk/impresja/modul/biala/gp-2yrzp_m_00.jpg","https://www.ospel.pl/sites/all/pliki/import/image/rysunki/impresja/gniazda_ramka_uz.jpg",null,"16A/250~, IP-20, zaciski gwintowe","","",null,null,null,"BIAŁY",null,"0.085 kg","71 mm","71 mm","27 mm",null,null,"2025-05-08",null,"","https://www.ospel.pl/sites/all/pliki/import/image/podtynk/impresja/modul/biala/gp-2yrzp_m_00.jpg","27.33.13.0","8536 69 90"]
[null,null,null,null,null,null,null,null,null,1618,"GP-2YS/23","Gniazdo podwójne z uziemieniem schuko kompletne z ramką",36.4,1,"szt","PLN","23%","",5,null,null,null,null,"5907577440909",null,null,"IMPRESJA",null,null,"",null,5,null,"https://www.ospel.pl/sites/all/pliki/import/image/podtynk/impresja/modul/tytan/gp-2ys_23.jpg","https://www.ospel.pl/sites/all/pliki/import/image/rysunki/impresja/gniazda_podwojne_schucko.jpg",null,"16A/250~, IP-20, zaciski gwintowe","","",null,null,null,"TYTAN",null,"0.0915 kg","90 mm","84 mm","22 mm",null,null,"2025-05-08",null,"","https://www.ospel.pl/sites/all/pliki/import/image/podtynk/impresja/modul/tytan/gp-2ys_23.jpg","27.33.13.0","8536 69 90"]
[null,null,null,null,null,null,null,null,null,1627,"GP-2YSP/28","Gniazdo podwójne z uziemieniem schuko z przesłonami torów prądowych, kompletne z ramką",36.799999999999997,1,"szt","PLN","23%","",5,null,null,null,null,"5907577440978",null,null,"IMPRESJA",null,null,"",null,5,null,"https://www.ospel.pl/sites/all/pliki/import/image/podtynk/impresja/modul/zloto/gp-2ysp_28.jpg","https://www.ospel.pl/sites/all/pliki/import/image/rysunki/impresja/gniazda_podwojne_schucko.jpg",null,"16A/250~, IP-20, zaciski gwintowe","","",null,null,null,"ZŁOTY METALIK",null,"0.093 kg","90 mm","84 mm","22 mm",null,null,"2025-05-08",null,"","https://www.ospel.pl/sites/all/pliki/import/image/podtynk/impresja/modul/zloto/gp-2ysp_28.jpg","27.33.13.0","8536 69 90"]
[null,null,null,null,null,null,null,null,null,1633,"GP-2YZ/27","Gniazdo podwójne z uziemieniem kompletne z ramką",26.1,1,"szt","PLN","23%","",10,null,null,null,null,"5907577438388",null,null,"IMPRESJA",null,null,"",null,10,null,"https://www.ospel.pl/sites/all/pliki/import/image/podtynk/impresja/modul/ecru/gp-2yz_27.jpg","https://www.ospel.pl/sites/all/pliki/import/image/rysunki/impresja/gniazda_podwojne.jpg",null,"16A/250~, IP-20, zaciski gwintowe","","",null,null,null,"ECRU",null,"0.093 kg","84 mm","84 mm","27 mm",null,null,"2025-05-08",null,"","https://www.ospel.pl/sites/all/pliki/import/image/podtynk/impresja/modul/ecru/gp-2yz_27.jpg","27.33.13.0","8536 69 90"]
[null,null,null,null,null,null,null,null,null,1644,"GP-3Y/m/00","Gniazdo potrójne EURO",19.7,1,"szt","PLN","23%","",10,null,null,null,null,"5907577437282",null,null,"IMPRESJA",null,null,"",null,10,null,"https://www.ospel.pl/sites/all/pliki/import/image/podtynk/impresja/modul/biala/gp-3y_m_00.jpg","https://www.ospel.pl/sites/all/pliki/import/image/rysunki/impresja/gniazda_potrojne_euro.jpg",null,"2,5A/250~ IP-20, zaciski gwintowe","","",null,null,null,"BIAŁY",null,"0.066 kg","71 mm","71 mm","22 mm",null,null,"2025-05-08",null,"","https://www.ospel.pl/sites/all/pliki/import/image/podtynk/impresja/modul/biala/gp-3y_m_00.jpg","27.33.13.0","8536 69 90"]
[null,null,null,null,null,null,null,null,null,1653,"GPA-10YP/m/23","Gniazdo RTV przelotowe 10-dB",70.7,1,"szt","PLN","23%","",4,null,null,null,null,"5907577439057",null,null,"IMPRESJA",null,null,"",null,4,null,"https://www.ospel.pl/sites/all/pliki/import/image/podtynk/impresja/modul/tytan/gpa-10yp_m_23.jpg","https://www.ospel.pl/sites/all/pliki/import/image/rysunki/impresja/gniazda_rtv_sat.jpg",null,"Współczynnik tłumienia 10dB","","",null,null,null,"TYTAN",null,"0.103 kg","71 mm","71 mm","24 mm",null,null,"2025-05-08",null,"https://www.ospel.pl/sites/all/pliki/import/image/schematy/rtv_sat.pdf","https://www.ospel.pl/sites/all/pliki/import/image/podtynk/impresja/modul/tytan/gpa-10yp_m_23.jpg","26.40.52.0","8517 18 00"]
[null,null,null,null,null,null,null,null,null,1656,"GPA-10YP/m/33","Gniazdo RTV przelotowe 10-dB",70.7,1,"szt","PLN","23%","",4,null,null,null,null,"5906729010632",null,null,"IMPRESJA",null,null,"",null,4,null,"https://www.ospel.pl/sites/all/pliki/import/image/podtynk/impresja/modul/czarna/gpa-10yp_m_33.jpg","https://www.ospel.pl/sites/all/pliki/import/image/rysunki/impresja/gniazda_rtv_sat.jpg",null,"Współczynnik tłumienia 10dB","","",null,null,null,"CZARNY METALIK",null,"0.103 kg","71 mm","71 mm","24 mm",null,null,"2025-05-08",null,"","https://www.ospel.pl/sites/all/pliki/import/image/podtynk/impresja/modul/czarna/gpa-10yp_m_33.jpg","26.40.52.0","8517 18 00"]
[null,null,null,null,null,null,null,null,null,1662,"GPA-10YPZ/m/28","Gniazdo RTV zakończeniowe",70.7,1,"szt","PLN","23%","",4,null,null,null,null,"5907577440404",null,null,"IMPRESJA",null,null,"",null,4,null,"https://www.ospel.pl/sites/all/pliki/import/image/podtynk/impresja/modul/zloto/gpa-10yp_m_28.jpg","https://www.ospel.pl/sites/all/pliki/import/image/rysunki/impresja/gniazda_rtv_sat.jpg",null,"Współczynnik tłumienia 10dB","","",null,null,null,"ZŁOTY METALIK",null,"0.103 kg","71 mm","71 mm","24 mm",null,null,"2025-05-08",null,"https://www.ospel.pl/sites/all/pliki/import/image/schematy/rtv_sat.pdf","https://www.ospel.pl/sites/all/pliki/import/image/podtynk/impresja/modul/zloto/gpa-10yp_m_28.jpg","26.40.52.0","8517 18 00"]
[null,null,null,null,null,null,null,null,null,1671,"GPA-14YP/m/50","Gniazdo RTV przelotowe 14-dB",70.7,1,"szt","PLN","23%","",4,null,null,null,null,"5907577471484",null,null,"IMPRESJA",null,null,"",null,4,null,"https://www.ospel.pl/sites/all/pliki/import/image/podtynk/impresja/modul/antracyt/gpa-yk_m_50.jpg","https://www.ospel.pl/sites/all/pliki/import/image/rysunki/impresja/gniazda_rtv_sat.jpg",null,"Współczynnik tłumienia 14dB","","",null,null,null,"ANTRACYT",null,"0.103 kg","71 mm","71 mm","24 mm",null,null,"2025-05-08",null,"","https://www.ospel.pl/sites/all/pliki/import/image/podtynk/impresja/modul/antracyt/gpa-yk_m_50.jpg","26.40.52.0","8517 18 00"]
[null,null,null,null,null,null,null,null,null,1680,"GPA-1YF/m/18","Gniazdo antenowe typu F pojedyncze",30.6,1,"szt","PLN","23%","",4,null,null,null,null,"5907577458669",null,null,"IMPRESJA",null,null,"",null,4,null,"https://www.ospel.pl/sites/all/pliki/import/image/podtynk/impresja/modul/srebro/gpa-1yf_m_18.jpg","https://www.ospel.pl/sites/all/pliki/import/image/rysunki/impresja/gniazda_antenowe_f.jpg",null,"Złącze typu F","","",null,null,null,"SREBRO",null,"0.052 kg","71 mm","71 mm","24 mm",null,null,"2025-05-08",null,"","https://www.ospel.pl/sites/all/pliki/import/image/podtynk/impresja/modul/srebro/gpa-1yf_m_18.jpg","26.40.52.0","8517 18 00"]
[null,null,null,null,null,null,null,null,null,1688,"GPA-2YF/m/23","Gniazdo antenowe typu F podwójne",37.1,1,"szt","PLN","23%","",4,null,null,null,null,"5907577455583",null,null,"IMPRESJA",null,null,"",null,4,null,"https://www.ospel.pl/sites/all/pliki/import/image/podtynk/impresja/modul/tytan/gpa-2yf_m_23.jpg","https://www.ospel.pl/sites/all/pliki/import/image/rysunki/impresja/gniazda_antenowe_f.jpg",null,"Złącze typu F","","",null,null,null,"TYTAN",null,"0.052 kg","71 mm","71 mm","24 mm",null,null,"2025-05-08",null,"","https://www.ospel.pl/sites/all/pliki/import/image/podtynk/impresja/modul/tytan/gpa-2yf_m_23.jpg","26.40.52.0","8517 18 00"]
[null,null,null,null,null,null,null,null,null,1697,"GPA-Y2S/m/28","Gniazdo RTV-SAT z dwoma wyjściami SAT",113.2,1,"szt","PLN","23%","",4,null,null,null,null,"5907577440626",null,null,"IMPRESJA",null,null,"",null,4,null,"https://www.ospel.pl/sites/all/pliki/import/image/podtynk/impresja/modul/zloto/gpa-y2s_m_28.jpg","https://www.ospel.pl/sites/all/pliki/import/image/rysunki/impresja/gniazda_rtv_sat.jpg",null,"Współczynnik tłumienia 1,5dB","","",null,null,null,"ZŁOTY METALIK",null,"0.11 kg","71 mm","71 mm","24 mm",null,null,"2025-05-08",null,"https://www.ospel.pl/sites/all/pliki/import/image/schematy/gniazdo_sat_2.jpg","https://www.ospel.pl/sites/all/pliki/import/image/podtynk/impresja/modul/zloto/gpa-y2s_m_28.jpg","26.40.52.0","8517 18 00"]
[null,null,null,null,null,null,null,null,null,1706,"GPA-YD/m/50","Gniazdo RTV-DATA",94.4,1,"szt","PLN","23%","",4,null,null,null,null,"5907577471514",null,null,"IMPRESJA",null,null,"",null,4,null,"https://www.ospel.pl/sites/all/pliki/import/image/podtynk/impresja/modul/antracyt/gpa-yd_m_50.jpg","https://www.ospel.pl/sites/all/pliki/import/image/rysunki/impresja/gniazda_rtv_sat.jpg",null,"Częstotliwość toru DATA 5÷862 MHz","","",null,null,null,"ANTRACYT",null,"0.128 kg","71 mm","71 mm","24 mm",null,null,"2025-05-08",null,"","https://www.ospel.pl/sites/all/pliki/import/image/podtynk/impresja/modul/antracyt/gpa-yd_m_50.jpg","26.40.52.0","8517 18 00"]
[null,null,null,null,null,null,null,null,null,1715,"GPA-YS/m/18","Gniazdo RTV-SAT końcowe",87.7,1,"szt","PLN","23%","",4,null,null,null,null,"5907577439873",null,null,"IMPRESJA",null,null,"",null,4,null,"https://www.ospel.pl/sites/all/pliki/import/image/podtynk/impresja/modul/srebro/gpa-ys_m_18.jpg","https://www.ospel.pl/sites/all/pliki/import/image/rysunki/impresja/gniazda_rtv_sat.jpg",null,"Współczynnik tłumienia 1,5-2dB","","",null,null,null,"SREBRO",null,"0.1045 kg","71 mm","71 mm","24 mm",null,null,"2025-05-08",null,"https://www.ospel.pl/sites/all/pliki/import/image/schematy/rtv_sat.pdf","https://www.ospel.pl/sites/all/pliki/import/image/podtynk/impresja/modul/srebro/gpa-ys_m_18.jpg","26.40.52.0","8517 18 00"]
[null,null,null,null,null,null,null,null,null,1717,"GPA-YS/m/27","Gniazdo RTV-SAT końcowe",84.1,1,"szt","PLN","23%","",10,null,null,null,null,"5907577438463",null,null,"IMPRESJA",null,null,"",null,10,null,"https://www.ospel.pl/sites/all/pliki/import/image/podtynk/impresja/modul/ecru/gpa-ys_m_27.jpg","https://www.ospel.pl/sites/all/pliki/import/image/rysunki/impresja/gniazda_rtv_sat.jpg",null,"Współczynnik tłumienia 1,5-2dB","","",null,null,null,"ECRU",null,"0.1045 kg","71 mm","71 mm","24 mm",null,null,"2025-05-08",null,"https://www.ospel.pl/sites/all/pliki/import/image/schematy/rtv_sat.pdf","https://www.ospel.pl/sites/all/pliki/import/image/podtynk/impresja/modul/ecru/gpa-ys_m_27.jpg","26.40.52.0","8517 18 00"]
[null,null,null,null,null,null,null,null,null,1724,"GPA-YSP/m/27","Gniazdo RTV-SAT przelotowe",104,1,"szt","PLN","23%","",10,null,null,null,null,"5907577438470",null,null,"IMPRESJA",null,null,"",null,10,null,"https://www.ospel.pl/sites/all/pliki/import/image/podtynk/impresja/modul/ecru/gpa-ys_m_27.jpg","https://www.ospel.pl/sites/all/pliki/import/image/rysunki/impresja/gniazda_rtv_sat.jpg",null,"Współczynnik tłumienia 1,2dB","","",null,null,null,"ECRU",null,"0.1055 kg","71 mm","71 mm","24 mm",null,null,"2025-05-08",null,"https://www.ospel.pl/sites/all/pliki/import/image/schematy/rtv_sat.pdf","https://www.ospel.pl/sites/all/pliki/import/image/podtynk/impresja/modul/ecru/gpa-ys_m_27.jpg","26.40.52.0","8517 18 00"]
[null,null,null,null,null,null,null,null,null,1733,"GPE-1Y/m/33","Gniazdo ekwipotencjalne pojedyncze",88.4,1,"szt","PLN","23%","",4,null,null,null,null,"5906729011165",null,null,"IMPRESJA",null,null,"",null,4,null,"https://www.ospel.pl/sites/all/pliki/import/image/podtynk/impresja/modul/czarna/gpe-1y_m_33.jpg","",null,"","","",null,null,null,"CZARNY METALIK",null,"0.049 kg","71 mm","71 mm","20 mm",null,null,"2025-05-08",null,"","https://www.ospel.pl/sites/all/pliki/import/image/podtynk/impresja/modul/czarna/gpe-1y_m_33.jpg","","8536 90 10"]
[null,null,null,null,null,null,null,null,null,1740,"GPE-2Y/m/33","Gniazdo ekwipotencjalne podwójne",129.5,1,"szt","PLN","23%","",4,null,null,null,null,"5906729011172",null,null,"IMPRESJA",null,null,"",null,4,null,"https://www.ospel.pl/sites/all/pliki/import/image/podtynk/impresja/modul/czarna/gpe-2y_m_33.jpg","",null,"","","",null,null,null,"CZARNY METALIK",null,"0.076 kg","71 mm","71 mm","20 mm",null,null,"2025-05-08",null,"","https://www.ospel.pl/sites/all/pliki/import/image/podtynk/impresja/modul/czarna/gpe-2y_m_33.jpg","","8536 90 10"]
[null,null,null,null,null,null,null,null,null,1750,"GPH-1YSP/m/18/d","Gniazdo bryzgoszczelne z uziemieniem schuko IP-44 z przesłonami torów prądowych wieczko przezroczyste",36.5,1,"szt","PLN","23%","",4,null,null,null,null,"5907577440831",null,null,"IMPRESJA",null,null,"",null,4,null,"https://www.ospel.pl/sites/all/pliki/import/image/podtynk/impresja/modul/srebro/gph-1ysp_m_18_d.jpg","https://www.ospel.pl/sites/all/pliki/import/image/rysunki/impresja/gniazda_bryzgoszczelne.jpg",null,"16A/250~, IP-44, zaciski gwintowe","","",null,null,null,"SREBRO",null,"0.0840 kg","71 mm","71 mm","23 mm",null,null,"2025-05-08",null,"","https://www.ospel.pl/sites/all/pliki/import/image/podtynk/impresja/modul/srebro/gph-1ysp_m_18_d.jpg","27.33.13.0","8536 69 90"]
[null,null,null,null,null,null,null,null,null,1759,"GPH-1YZ/m/23/d","Gniazdo bryzgoszczelne z uziemieniem IP-44 wieczko przezroczyste",33.9,1,"szt","PLN","23%","",4,null,null,null,null,"5907577438999",null,null,"IMPRESJA",null,null,"",null,4,null,"https://www.ospel.pl/sites/all/pliki/import/image/podtynk/impresja/modul/tytan/gph-1yz_m_23_d.jpg","https://www.ospel.pl/sites/all/pliki/import/image/rysunki/impresja/gniazda_bryzgoszczelne.jpg",null,"16A/250~, IP-44, zaciski gwintowe","","",null,null,null,"TYTAN",null,"0.0855 kg","71 mm","71 mm","23 mm",null,null,"2025-05-08",null,"","https://www.ospel.pl/sites/all/pliki/import/image/podtynk/impresja/modul/tytan/gph-1yz_m_23_d.jpg","27.33.13.0","8536 69 90"]
[null,null,null,null,null,null,null,null,null,1768,"GPH-1YZP/m/23/d","Gniazdo bryzgoszczelne z uziemieniem IP-44 z przesłonami torów prądowych wieczko przezroczyste",35.6,1,"szt","PLN","23%","",4,null,null,null,null,"5907577439002",null,null,"IMPRESJA",null,null,"",null,4,null,"https://www.ospel.pl/sites/all/pliki/import/image/podtynk/impresja/modul/tytan/gph-1yzp_m_23_d.jpg","https://www.ospel.pl/sites/all/pliki/import/image/rysunki/impresja/gniazda_bryzgoszczelne.jpg",null,"16A/250~, IP-44, zaciski gwintowe","","",null,null,null,"TYTAN",null,"0.0855 kg","71 mm","71 mm","23 mm",null,null,"2025-05-08",null,"","https://www.ospel.pl/sites/all/pliki/import/image/podtynk/impresja/modul/tytan/gph-1yzp_m_23_d.jpg","27.33.13.0","8536 69 90"]
[null,null,null,null,null,null,null,null,null,1776,"GPK-1Y/K/m/23","Gniazdo komputerowe pojedyncze, kat. 5e MMC",60.8,1,"szt","PLN","23%","",4,null,null,null,null,"5907577439163",null,null,"IMPRESJA",null,null,"",null,4,null,"https://www.ospel.pl/sites/all/pliki/import/image/podtynk/impresja/modul/tytan/gpk-1y_k_m_23.jpg","https://www.ospel.pl/sites/all/pliki/import/image/rysunki/impresja/gniazda_t_k_1.jpg",null,"Złącze IDC","","",null,null,null,"TYTAN",null,"0.0575 kg","71 mm","71 mm","20 mm",null,null,"2025-05-08",null,"","https://www.ospel.pl/sites/all/pliki/import/image/podtynk/impresja/modul/tytan/gpk-1y_k_m_23.jpg","26.30.30.0","8517 18 00"]
[null,null,null,null,null,null,null,null,null,1785,"GPK-1Y/p/28","Obudowa gniazda pojedynczego typu Keystone prosta",17,1,"szt","PLN","23%","",4,null,null,null,null,"5907577462321",null,null,"IMPRESJA",null,null,"",null,4,null,"https://www.ospel.pl/sites/all/pliki/import/image/podtynk/impresja/modul/zloto/gpk-1y_p_28.jpg","",null,"","","",null,null,null,"ZŁOTY METALIK",null,"0.0515 kg","71 mm","71 mm","30 mm",null,null,"2025-05-08",null,"","https://www.ospel.pl/sites/all/pliki/import/image/podtynk/impresja/modul/zloto/gpk-1y_p_28.jpg","26.30.30.0","8517 18 00"]
[null,null,null,null,null,null,null,null,null,1786,"GPK-1Y/p/33","Obudowa gniazda pojedynczego typu Keystone prosta",17,1,"szt","PLN","23%","",4,null,null,null,null,"5906729010793",null,null,"IMPRESJA",null,null,"",null,4,null,"https://www.ospel.pl/sites/all/pliki/import/image/podtynk/impresja/modul/czarna/gpk-1y_p_33.jpg","",null,"","","",null,null,null,"CZARNY METALIK",null,"0.0515 kg","71 mm","71 mm","30 mm",null,null,"2025-05-08",null,"","https://www.ospel.pl/sites/all/pliki/import/image/podtynk/impresja/modul/czarna/gpk-1y_p_33.jpg","26.30.30.0","8517 18 00"]
[null,null,null,null,null,null,null,null,null,1795,"GPK-2Y/K/m/00","Gniazdo komputerowe podwójne, kat. 5e MMC",91,1,"szt","PLN","23%","",10,null,null,null,null,"5907577437565",null,null,"IMPRESJA",null,null,"",null,10,null,"https://www.ospel.pl/sites/all/pliki/import/image/podtynk/impresja/modul/biala/gpk-2y_k_m_00.jpg","https://www.ospel.pl/sites/all/pliki/import/image/rysunki/impresja/gniazda_t_k_1.jpg",null,"Złącze IDC","","",null,null,null,"BIAŁY",null,"0.065 kg","71 mm","71 mm","20 mm",null,null,"2025-05-08",null,"","https://www.ospel.pl/sites/all/pliki/import/image/podtynk/impresja/modul/biala/gpk-2y_k_m_00.jpg","26.30.30.0","8517 18 00"]
[null,null,null,null,null,null,null,null,null,1808,"GPK-2Y/p/50","Obudowa gniazda podwójnego typu Keystone prosta",17,1,"szt","PLN","23%","",4,null,null,null,null,"5907577471651",null,null,"IMPRESJA",null,null,"",null,4,null,"https://www.ospel.pl/sites/all/pliki/import/image/podtynk/impresja/modul/antracyt/gpk-2y_p_50.jpg","",null,"","","",null,null,null,"ANTRACYT",null,"0.0515 kg","71 mm","71 mm","30 mm",null,null,"2025-05-08",null,"","https://www.ospel.pl/sites/all/pliki/import/image/podtynk/impresja/modul/antracyt/gpk-2y_p_50.jpg","26.30.30.0","8517 18 00"]
[null,null,null,null,null,null,null,null,null,1812,"GPK-2YS/p/27","Obudowa gniazda podwójnego typu Keystone skośna",12.5,1,"szt","PLN","23%","",10,null,null,null,null,"5907577455217",null,null,"IMPRESJA",null,null,"",null,10,null,"https://www.ospel.pl/sites/all/pliki/import/image/podtynk/impresja/modul/ecru/gpk-2ys_p_27.jpg","",null,"","","",null,null,null,"ECRU",null,"0.055 kg","71 mm","71 mm","30 mm",null,null,"2025-05-08",null,"","https://www.ospel.pl/sites/all/pliki/import/image/podtynk/impresja/modul/ecru/gpk-2ys_p_27.jpg","26.30.30.0","8517 18 00"]
[null,null,null,null,null,null,null,null,null,1821,"GPPK-1Y/m/33","Przyłącz kablowy",36.5,1,"szt","PLN","23%","",4,null,null,null,null,"5906729011189",null,null,"IMPRESJA",null,null,"",null,4,null,"https://www.ospel.pl/sites/all/pliki/import/image/podtynk/impresja/modul/czarna/gppk-1y_m_33.jpg","",null,"5x4mm2 zaciski gwintowe","","",null,null,null,"CZARNY METALIK",null,"0.08 kg","71 mm","71 mm","28 mm",null,null,"2025-05-08",null,"","https://www.ospel.pl/sites/all/pliki/import/image/podtynk/impresja/modul/czarna/gppk-1y_m_33.jpg","27.33.13.0","8536 90 10"]
[null,null,null,null,null,null,null,null,null,1831,"GPT-2YN/m/18","Gniazdo telefoniczne podwójne niezależne",56.5,1,"szt","PLN","23%","",4,null,null,null,null,"5907577439910",null,null,"IMPRESJA",null,null,"",null,4,null,"https://www.ospel.pl/sites/all/pliki/import/image/podtynk/impresja/modul/srebro/gpt-2yr_m_18.jpg","https://www.ospel.pl/sites/all/pliki/import/image/rysunki/impresja/gniazda_t_k_1.jpg",null,"Zaciski gwintowe","","",null,null,null,"SREBRO",null,"0.0555 kg","71 mm","71 mm","20 mm",null,null,"2025-05-08",null,"","https://www.ospel.pl/sites/all/pliki/import/image/podtynk/impresja/modul/srebro/gpt-2yr_m_18.jpg","26.30.30.0","8517 18 00"]
[null,null,null,null,null,null,null,null,null,1838,"GPT-2YR/m/18","Gniazdo telefoniczne podwójne równoległe",56.5,1,"szt","PLN","23%","",4,null,null,null,null,"5907577439927",null,null,"IMPRESJA",null,null,"",null,4,null,"https://www.ospel.pl/sites/all/pliki/import/image/podtynk/impresja/modul/srebro/gpt-2yr_m_18.jpg","https://www.ospel.pl/sites/all/pliki/import/image/rysunki/impresja/gniazda_t_k_1.jpg",null,"Zaciski gwintowe","","",null,null,null,"SREBRO",null,"0.0535 kg","71 mm","71 mm","20 mm",null,null,"2025-05-08",null,"","https://www.ospel.pl/sites/all/pliki/import/image/podtynk/impresja/modul/srebro/gpt-2yr_m_18.jpg","26.30.30.0","8517 18 00"]
[null,null,null,null,null,null,null,null,null,1847,"ŁP-10Y/m/27","Łącznik podwójny schodowy",32.4,1,"szt","PLN","23%","",10,null,null,null,null,"5907577438142",null,null,"IMPRESJA",null,null,"",null,10,null,"https://www.ospel.pl/sites/all/pliki/import/image/podtynk/impresja/modul/ecru/lp-2y_m_27.jpg","https://www.ospel.pl/sites/all/pliki/import/image/rysunki/impresja/lacznik_podwojny.jpg",null,"16AX250~, IP-20, zaciski bezgwintowe","","",null,null,null,"ECRU",null,"0.0805 kg","71 mm","71 mm","23 mm",null,null,"2025-05-08",null,"https://www.ospel.pl/sites/all/pliki/import/image/schematy/lacznik_podwojny_schodowy.jpg","https://www.ospel.pl/sites/all/pliki/import/image/podtynk/impresja/modul/ecru/lp-2y_m_27.jpg","27.33.11.0","8536 50 07"]
[null,null,null,null,null,null,null,null,null,1848,"ŁP-10Y/m/28","Łącznik podwójny schodowy",37.4,1,"szt","PLN","23%","",4,null,null,null,null,"5907577440183",null,null,"IMPRESJA",null,null,"",null,4,null,"https://www.ospel.pl/sites/all/pliki/import/image/podtynk/impresja/modul/zloto/lp-2y_m_28.jpg","https://www.ospel.pl/sites/all/pliki/import/image/rysunki/impresja/lacznik_podwojny.jpg",null,"16AX250~, IP-20, zaciski bezgwintowe","","",null,null,null,"ZŁOTY METALIK",null,"0.0805 kg","71 mm","71 mm","23 mm",null,null,"2025-05-08",null,"https://www.ospel.pl/sites/all/pliki/import/image/schematy/lacznik_podwojny_schodowy.jpg","https://www.ospel.pl/sites/all/pliki/import/image/podtynk/impresja/modul/zloto/lp-2y_m_28.jpg","27.33.11.0","8536 50 07"]
[null,null,null,null,null,null,null,null,null,1860,"ŁP-11YS/m/23","Łącznik dwubiegunowy z podświetleniem niebieskim",37.4,1,"szt","PLN","23%","",4,null,null,null,null,"5907577438913",null,null,"IMPRESJA",null,null,"",null,4,null,"https://www.ospel.pl/sites/all/pliki/import/image/podtynk/impresja/modul/tytan/lp-11ys_m_23.jpg","https://www.ospel.pl/sites/all/pliki/import/image/rysunki/impresja/lacznik_ip20.jpg",null,"16AX250~, IP-20, zaciski bezgwintowe","","",null,null,null,"TYTAN",null,"0.075 kg","71 mm","71 mm","23 mm",null,null,"2025-05-08",null,"https://www.ospel.pl/sites/all/pliki/import/image/schematy/lacznik_dwubiegunowy.jpg","https://www.ospel.pl/sites/all/pliki/import/image/podtynk/impresja/modul/tytan/lp-11ys_m_23.jpg","27.33.11.0","8536 50 07"]
[null,null,null,null,null,null,null,null,null,1865,"ŁP-12YS/m/00","Łącznik kontrolny z podświetleniem pomarańczowym",29,1,"szt","PLN","23%","",10,null,null,null,null,"5907577436728",null,null,"IMPRESJA",null,null,"",null,10,null,"https://www.ospel.pl/sites/all/pliki/import/image/podtynk/impresja/modul/biala/lp-1ys_m_00.jpg","https://www.ospel.pl/sites/all/pliki/import/image/rysunki/impresja/lacznik_ip20.jpg",null,"16AX250~, IP-20, zaciski bezgwintowe","","",null,null,null,"BIAŁY",null,"0.074 kg","71 mm","71 mm","23 mm",null,null,"2025-05-08",null,"https://www.ospel.pl/sites/all/pliki/import/image/schematy/lacznik_kontrolny.jpg","https://www.ospel.pl/sites/all/pliki/import/image/podtynk/impresja/modul/biala/lp-1ys_m_00.jpg","27.33.11.0","8536 50 07"]
[null,null,null,null,null,null,null,null,null,1874,"ŁP-13Y/m/23","Łącznik potrójny",45.3,1,"szt","PLN","23%","",4,null,null,null,null,"5907577443399",null,null,"IMPRESJA",null,null,"",null,4,null,"https://www.ospel.pl/sites/all/pliki/import/image/podtynk/impresja/modul/tytan/lp-13y_m_23.jpg","",null,"10AX/250~, IP-20 zaciski bezgwintowe","","",null,null,null,"TYTAN",null,"0.0755 kg","71 mm","71 mm","23 mm",null,null,"2025-05-08",null,"https://www.ospel.pl/sites/all/pliki/import/image/schematy/lacznik_potrojny.jpg","https://www.ospel.pl/sites/all/pliki/import/image/podtynk/impresja/modul/tytan/lp-13y_m_23.jpg","27.33.11.0","8536 50 07"]
[null,null,null,null,null,null,null,null,null,1883,"ŁP-15YS/m/28","Łącznik hotelowy z podświetleniem pomarańczowym",127.9,1,"szt","PLN","23%","",5,null,null,null,null,"5907577440534",null,null,"IMPRESJA",null,null,"",null,5,null,"https://www.ospel.pl/sites/all/pliki/import/image/podtynk/impresja/modul/zloto/lp-15ys_m_28.jpg","https://www.ospel.pl/sites/all/pliki/import/image/rysunki/impresja/lacznik_hotelowy.jpg",null,"16A230~, IP-20, zaciski gwintowe","","Tylko na zamówienie",null,null,null,"ZŁOTY METALIK",null,"0.101 kg","71 mm","71 mm","29 mm",null,null,"2025-05-08",null,"https://www.ospel.pl/sites/all/pliki/import/image/schematy/lacznik_hotelowy.jpg","https://www.ospel.pl/sites/all/pliki/import/image/podtynk/impresja/modul/zloto/lp-15ys_m_28.jpg","27.33.11.0","8536 50 05"]
[null,null,null,null,null,null,null,null,null,1892,"ŁP-16Y/m/50","Elektroniczny czujnik ruchu",287.8,1,"szt","PLN","23%","",5,null,null,null,null,"5907577461935",null,null,"IMPRESJA",null,null,"",null,5,null,"https://www.ospel.pl/sites/all/pliki/import/image/podtynk/impresja/modul/antracyt/lp-16y_m_50.jpg","https://www.ospel.pl/sites/all/pliki/import/image/rysunki/impresja/czujnik_ruchu.jpg",null,"Zasięg działania do 7 metrów","","Tylko na zamówienie",null,null,null,"ANTRACYT",null,"0.103 kg","71 mm","71 mm","28.5 mm",null,null,"2025-05-08",null,"","https://www.ospel.pl/sites/all/pliki/import/image/podtynk/impresja/modul/antracyt/lp-16y_m_50.jpg","27.33.11.0","8536 50 05"]
[null,null,null,null,null,null,null,null,null,1900,"ŁP-19Y/m/00","Łącznik podwójny krzyżowy",56.7,1,"szt","PLN","23%","",10,null,null,null,null,"5906729009162",null,null,"IMPRESJA",null,null,"",null,10,null,"https://www.ospel.pl/sites/all/pliki/import/image/podtynk/impresja/modul/biala/lp-2y_m_00.jpg","https://www.ospel.pl/sites/all/pliki/import/image/rysunki/impresja/lacznik_podwojny.jpg",null,"10AX250~, IP-20 zaciski gwintowe","","",null,null,null,"BIAŁY",null,"","71 mm","71 mm","21 mm",null,null,"2025-05-08",null,"","https://www.ospel.pl/sites/all/pliki/import/image/podtynk/impresja/modul/biala/lp-2y_m_00.jpg","27.33.11.0","8536 50 07"]
[null,null,null,null,null,null,null,null,null,1909,"ŁP-1Y/m/23","Łącznik jednobiegunowy",29,1,"szt","PLN","23%","",4,null,null,null,null,"5907577438753",null,null,"IMPRESJA",null,null,"",null,4,null,"https://www.ospel.pl/sites/all/pliki/import/image/podtynk/impresja/modul/tytan/lp-1y_m_23.jpg","https://www.ospel.pl/sites/all/pliki/import/image/rysunki/impresja/lacznik_ip20.jpg",null,"16AX250~, IP-20, zaciski bezgwintowe","","",null,null,null,"TYTAN",null,"0.07 kg","71 mm","71 mm","23 mm",null,null,"2025-05-08",null,"https://www.ospel.pl/sites/all/pliki/import/image/schematy/lacznik_jednobiegunowy.jpg","https://www.ospel.pl/sites/all/pliki/import/image/podtynk/impresja/modul/tytan/lp-1y_m_23.jpg","27.33.11.0","8536 50 07"]
[null,null,null,null,null,null,null,null,null,1915,"ŁP-1YS/m/18","Łącznik jednobiegunowy z podświetleniem niebieskim",34.299999999999997,1,"szt","PLN","23%","",4,null,null,null,null,"5907577439668",null,null,"IMPRESJA",null,null,"",null,4,null,"https://www.ospel.pl/sites/all/pliki/import/image/podtynk/impresja/modul/srebro/lp-1ys_m_18.jpg","https://www.ospel.pl/sites/all/pliki/import/image/rysunki/impresja/lacznik_ip20.jpg",null,"16AX250~, IP-20, zaciski bezgwintowe","","",null,null,null,"SREBRO",null,"0.071 kg","71 mm","71 mm","23 mm",null,null,"2025-05-08",null,"https://www.ospel.pl/sites/all/pliki/import/image/schematy/lacznik_jednobiegunowy_podswietlenie.jpg","https://www.ospel.pl/sites/all/pliki/import/image/podtynk/impresja/modul/srebro/lp-1ys_m_18.jpg","27.33.11.0","8536 50 07"]
[null,null,null,null,null,null,null,null,null,1918,"ŁP-1YS/m/28","Łącznik jednobiegunowy z podświetleniem niebieskim",34.299999999999997,1,"szt","PLN","23%","",4,null,null,null,null,"5907577440213",null,null,"IMPRESJA",null,null,"",null,4,null,"https://www.ospel.pl/sites/all/pliki/import/image/podtynk/impresja/modul/zloto/lp-1ys_m_28.jpg","https://www.ospel.pl/sites/all/pliki/import/image/rysunki/impresja/lacznik_ip20.jpg",null,"16AX250~, IP-20, zaciski bezgwintowe","","",null,null,null,"ZŁOTY METALIK",null,"0.071 kg","71 mm","71 mm","23 mm",null,null,"2025-05-08",null,"https://www.ospel.pl/sites/all/pliki/import/image/schematy/lacznik_jednobiegunowy_podswietlenie.jpg","https://www.ospel.pl/sites/all/pliki/import/image/podtynk/impresja/modul/zloto/lp-1ys_m_28.jpg","27.33.11.0","8536 50 07"]
[null,null,null,null,null,null,null,null,null,1927,"ŁP-21Y/m/50","Łącznik zwierny",30.6,1,"szt","PLN","23%","",4,null,null,null,null,"5906729016191",null,null,"IMPRESJA",null,null,"",null,4,null,"https://www.ospel.pl/sites/all/pliki/import/image/podtynk/impresja/modul/antracyt/lp-1y_m_50.jpg","https://www.ospel.pl/sites/all/pliki/import/image/rysunki/impresja/lacznik_ip20.jpg",null,"10AX/250~, IP-20 zaciski bezgwintowe","","",null,null,null,"ANTRACYT",null,"0.07 kg","71 mm","71 mm","23 mm",null,null,"2025-05-08",null,"","https://www.ospel.pl/sites/all/pliki/import/image/podtynk/impresja/modul/antracyt/lp-1y_m_50.jpg","27.33.11.0","8536 50 07"]
[null,null,null,null,null,null,null,null,null,1936,"ŁP-2Y/m/18","Łącznik dwugrupowy świecznikowy",33.1,1,"szt","PLN","23%","",4,null,null,null,null,"5907577439545",null,null,"IMPRESJA",null,null,"",null,4,null,"https://www.ospel.pl/sites/all/pliki/import/image/podtynk/impresja/modul/srebro/lp-2y_m_18.jpg","https://www.ospel.pl/sites/all/pliki/import/image/rysunki/impresja/lacznik_podwojny.jpg",null,"16AX250~, IP-20, zaciski bezgwintowe","","",null,null,null,"SREBRO",null,"0.072 kg","71 mm","71 mm","23 mm",null,null,"2025-05-08",null,"","https://www.ospel.pl/sites/all/pliki/import/image/podtynk/impresja/modul/srebro/lp-2y_m_18.jpg","27.33.11.0","8536 50 07"]
[null,null,null,null,null,null,null,null,null,1944,"ŁP-2YS/m/23","Łącznik dwugrupowy świecznikowy z podświetleniem niebieskim",36.5,1,"szt","PLN","23%","",4,null,null,null,null,"5907577438890",null,null,"IMPRESJA",null,null,"",null,4,null,"https://www.ospel.pl/sites/all/pliki/import/image/podtynk/impresja/modul/tytan/lp-2ys_m_23.jpg","https://www.ospel.pl/sites/all/pliki/import/image/rysunki/impresja/lacznik_podwojny_swiatlo.jpg",null,"16AX250~, IP-20, zaciski bezgwintowe","","",null,null,null,"TYTAN",null,"0.073 kg","71 mm","71 mm","23 mm",null,null,"2025-05-08",null,"","https://www.ospel.pl/sites/all/pliki/import/image/podtynk/impresja/modul/tytan/lp-2ys_m_23.jpg","27.33.11.0","8536 50 07"]
[null,null,null,null,null,null,null,null,null,1953,"ŁP-3Y/m/28","Łącznik schodowy",30.9,1,"szt","PLN","23%","",4,null,null,null,null,"5907577440107",null,null,"IMPRESJA",null,null,"",null,4,null,"https://www.ospel.pl/sites/all/pliki/import/image/podtynk/impresja/modul/zloto/lp-3y_m_28.jpg","https://www.ospel.pl/sites/all/pliki/import/image/rysunki/impresja/lacznik_ip20.jpg",null,"16AX250~, IP-20, zaciski bezgwintowe","","",null,null,null,"ZŁOTY METALIK",null,"0.0715 kg","71 mm","71 mm","23 mm",null,null,"2025-05-08",null,"https://www.ospel.pl/sites/all/pliki/import/image/schematy/laczniki_schodowe_wspolpraca.jpg","https://www.ospel.pl/sites/all/pliki/import/image/podtynk/impresja/modul/zloto/lp-3y_m_28.jpg","27.33.11.0","8536 50 07"]
[null,null,null,null,null,null,null,null,null,1962,"ŁP-3YS/m/50","Łącznik schodowy z podświetleniem niebieskim",36.4,1,"szt","PLN","23%","",4,null,null,null,null,"5907577461546",null,null,"IMPRESJA",null,null,"",null,4,null,"https://www.ospel.pl/sites/all/pliki/import/image/podtynk/impresja/modul/antracyt/lp-3ys_m_50.jpg","https://www.ospel.pl/sites/all/pliki/import/image/rysunki/impresja/lacznik_ip20.jpg",null,"16AX250~, IP-20, zaciski bezgwintowe","","",null,null,null,"ANTRACYT",null,"0.073 kg","71 mm","71 mm","23 mm",null,null,"2025-05-08",null,"","https://www.ospel.pl/sites/all/pliki/import/image/podtynk/impresja/modul/antracyt/lp-3ys_m_50.jpg","27.33.11.0","8536 50 07"]
[null,null,null,null,null,null,null,null,null,1971,"ŁP-4YS/m/18","Łącznik krzyżowy z podświetleniem niebieskim",41.5,1,"szt","PLN","23%","",4,null,null,null,null,"5907577439699",null,null,"IMPRESJA",null,null,"",null,4,null,"https://www.ospel.pl/sites/all/pliki/import/image/podtynk/impresja/modul/srebro/lp-4ys_m_18.jpg","https://www.ospel.pl/sites/all/pliki/import/image/rysunki/impresja/lacznik_ip20.jpg",null,"16AX250~, IP-20, zaciski bezgwintowe","","",null,null,null,"SREBRO",null,"0.078 kg","71 mm","71 mm","23 mm",null,null,"2025-05-08",null,"https://www.ospel.pl/sites/all/pliki/import/image/schematy/lacznik_krzyzowy_wspolpraca.jpg","https://www.ospel.pl/sites/all/pliki/import/image/podtynk/impresja/modul/srebro/lp-4ys_m_18.jpg","27.33.11.0","8536 50 07"]
[null,null,null,null,null,null,null,null,null,1976,"ŁP-4YS/m/50","Łącznik krzyżowy z podświetleniem niebieskim",41.5,1,"szt","PLN","23%","",4,null,null,null,null,"5907577461560",null,null,"IMPRESJA",null,null,"",null,4,null,"https://www.ospel.pl/sites/all/pliki/import/image/podtynk/impresja/modul/antracyt/lp-4ys_m_50.jpg","https://www.ospel.pl/sites/all/pliki/import/image/rysunki/impresja/lacznik_ip20.jpg",null,"16AX250~, IP-20, zaciski bezgwintowe","","",null,null,null,"ANTRACYT",null,"0.078 kg","71 mm","71 mm","23 mm",null,null,"2025-05-08",null,"","https://www.ospel.pl/sites/all/pliki/import/image/podtynk/impresja/modul/antracyt/lp-4ys_m_50.jpg","27.33.11.0","8536 50 07"]
[null,null,null,null,null,null,null,null,null,1980,"ŁP-5Y/m/27","Łącznik zwierny \"światło\"",24.3,1,"szt","PLN","23%","",10,null,null,null,null,"5907577438081",null,null,"IMPRESJA",null,null,"",null,10,null,"https://www.ospel.pl/sites/all/pliki/import/image/podtynk/impresja/modul/ecru/lp-5y_m_27.jpg","https://www.ospel.pl/sites/all/pliki/import/image/rysunki/impresja/lacznik_ip20.jpg",null,"10AX/250~, IP-20 zaciski bezgwintowe","","",null,null,null,"ECRU",null,"0.07 kg","71 mm","71 mm","23 mm",null,null,"2025-05-08",null,"https://www.ospel.pl/sites/all/pliki/import/image/schematy/lacznik_zwierny_swiatlo.jpg","https://www.ospel.pl/sites/all/pliki/import/image/podtynk/impresja/modul/ecru/lp-5y_m_27.jpg","27.33.11.0","8536 50 07"]
[null,null,null,null,null,null,null,null,null,1989,"ŁP-5YS/m/33","Łącznik zwierny \"światło\" z podświetleniem niebieskim",36.4,1,"szt","PLN","23%","",4,null,null,null,null,"5906729010236",null,null,"IMPRESJA",null,null,"",null,4,null,"https://www.ospel.pl/sites/all/pliki/import/image/podtynk/impresja/modul/czarna/lp-5ys_m_33.jpg","https://www.ospel.pl/sites/all/pliki/import/image/rysunki/impresja/lacznik_ip20.jpg",null,"10AX/250~, IP-20 zaciski bezgwintowe","","",null,null,null,"CZARNY METALIK",null,"0.071 kg","71 mm","71 mm","23 mm",null,null,"2025-05-08",null,"","https://www.ospel.pl/sites/all/pliki/import/image/podtynk/impresja/modul/czarna/lp-5ys_m_33.jpg","27.33.11.0","8536 50 07"]
[null,null,null,null,null,null,null,null,null,1996,"ŁP-6Y/m/33","Łącznik zwierny \"dzwonek\"",30.6,1,"szt","PLN","23%","",4,null,null,null,null,"5906729010243",null,null,"IMPRESJA",null,null,"",null,4,null,"https://www.ospel.pl/sites/all/pliki/import/image/podtynk/impresja/modul/czarna/lp-6y_m_33.jpg","https://www.ospel.pl/sites/all/pliki/import/image/rysunki/impresja/lacznik_ip20.jpg",null,"10AX/250~, IP-20 zaciski bezgwintowe","","",null,null,null,"CZARNY METALIK",null,"0.07 kg","71 mm","71 mm","23 mm",null,null,"2025-05-08",null,"","https://www.ospel.pl/sites/all/pliki/import/image/podtynk/impresja/modul/czarna/lp-6y_m_33.jpg","27.33.11.0","8536 50 07"]
[null,null,null,null,null,null,null,null,null,2006,"ŁP-7Y/m/18","Łącznik żaluzjowy, zwierny",36.4,1,"szt","PLN","23%","",4,null,null,null,null,"5907577439590",null,null,"IMPRESJA",null,null,"",null,4,null,"https://www.ospel.pl/sites/all/pliki/import/image/podtynk/impresja/modul/srebro/lp-7y_m_18.jpg","https://www.ospel.pl/sites/all/pliki/import/image/rysunki/impresja/lacznik_podwojny.jpg",null,"10AX/250~, IP-20 zaciski bezgwintowe","","",null,null,null,"SREBRO",null,"0.0745 kg","71 mm","71 mm","23 mm",null,null,"2025-05-08",null,"","https://www.ospel.pl/sites/all/pliki/import/image/podtynk/impresja/modul/srebro/lp-7y_m_18.jpg","27.33.11.0","8536 50 07"]
[null,null,null,null,null,null,null,null,null,2015,"ŁP-7YB/m/27","Łącznik żaluzjowy z blokadą mechaniczną",40.4,1,"szt","PLN","23%","",10,null,null,null,null,"5907577478421",null,null,"IMPRESJA",null,null,"",null,10,null,"https://www.ospel.pl/sites/all/pliki/import/image/podtynk/impresja/modul/ecru/lp-7y_m_27.jpg","https://www.ospel.pl/sites/all/pliki/import/image/rysunki/impresja/lacznik_podwojny.jpg",null,"10AX/250~, IP-20 zaciski bezgwintowe","","",null,null,null,"ECRU",null,"0.08 kg","71 mm","71 mm","23 mm",null,null,"2025-05-08",null,"","https://www.ospel.pl/sites/all/pliki/import/image/podtynk/impresja/modul/ecru/lp-7y_m_27.jpg","27.33.11.0","8536 50 07"]
[null,null,null,null,null,null,null,null,null,2024,"ŁP-7YBS/m/33","Łącznik żaluzjowy z podświetleniem niebieskim z blokadą mechaniczną",50,1,"szt","PLN","23%","",4,null,null,null,null,"5906729010298",null,null,"IMPRESJA",null,null,"",null,4,null,"https://www.ospel.pl/sites/all/pliki/import/image/podtynk/impresja/modul/czarna/lp-7ys_m_33.jpg","https://www.ospel.pl/sites/all/pliki/import/image/rysunki/impresja/lacznik_podwojny_swiatlo.jpg",null,"10AX/250~, IP-20 zaciski bezgwintowe","","",null,null,null,"CZARNY METALIK",null,"0.0815 kg","71 mm","71 mm","23 mm",null,null,"2025-05-08",null,"","https://www.ospel.pl/sites/all/pliki/import/image/podtynk/impresja/modul/czarna/lp-7ys_m_33.jpg","27.33.11.0","8536 50 07"]
[null,null,null,null,null,null,null,null,null,2028,"ŁP-7YS/m/23","Łącznik żaluzjowy, zwierny, z podświetleniem niebieskim",41,1,"szt","PLN","23%","",4,null,null,null,null,"5907577438906",null,null,"IMPRESJA",null,null,"",null,4,null,"https://www.ospel.pl/sites/all/pliki/import/image/podtynk/impresja/modul/tytan/lp-7ys_m_23.jpg","https://www.ospel.pl/sites/all/pliki/import/image/rysunki/impresja/lacznik_podwojny_swiatlo.jpg",null,"10AX/250~, IP-20 zaciski bezgwintowe","","",null,null,null,"TYTAN",null,"0.076 kg","71 mm","71 mm","23 mm",null,null,"2025-05-08",null,"https://www.ospel.pl/sites/all/pliki/import/image/schematy/lacznik_zaluzjowy_podswietlenie.jpg","https://www.ospel.pl/sites/all/pliki/import/image/podtynk/impresja/modul/tytan/lp-7ys_m_23.jpg","27.33.11.0","8536 50 07"]
[null,null,null,null,null,null,null,null,null,2033,"ŁP-8Y/m/00","Ściemniacz przyciskowo-obrotowy przystosowany do obciążenia żarowego i halogenowego",125.1,1,"szt","PLN","23%","",5,null,null,null,null,"5907577436780",null,null,"IMPRESJA",null,null,"",null,5,null,"https://www.ospel.pl/sites/all/pliki/import/image/podtynk/impresja/modul/biala/lp-8y_m_00.jpg","https://www.ospel.pl/sites/all/pliki/import/image/rysunki/impresja/sciemniacz_p_o.jpg",null,"40-400W, 230V~50Hz, zaciski gwintowe","","",null,null,null,"BIAŁY",null,"0.1155 kg","71 mm","71 mm","23 mm",null,null,"2025-05-08",null,"https://www.ospel.pl/sites/all/pliki/import/image/schematy/sciemniacze.pdf","https://www.ospel.pl/sites/all/pliki/import/image/podtynk/impresja/modul/biala/lp-8y_m_00.jpg","27.33.11.0","8536 50 05"]
[null,null,null,null,null,null,null,null,null,2042,"ŁP-8YL2/m/23","Ściemniacz uniwersalny do obciążenia żarowego, halogenowego oraz LED",202.9,1,"szt","PLN","23%","",5,null,null,null,null,"5907577478469",null,null,"IMPRESJA",null,null,"",null,5,null,"https://www.ospel.pl/sites/all/pliki/import/image/podtynk/impresja/modul/tytan/lp-8y_m_23.jpg","",null,"LED 0-100W, GLS 10-250W, 230V~50Hz","","",null,null,null,"TYTAN",null,"0.093 kg","71 mm","71 mm","31 mm",null,null,"2025-05-08",null,"","https://www.ospel.pl/sites/all/pliki/import/image/podtynk/impresja/modul/tytan/lp-8y_m_23.jpg","27.33.11.0","8536 50 05"]
[null,null,null,null,null,null,null,null,null,2051,"ŁP-9Y/m/28","Łącznik schodowy + jednobiegunowy",34.5,1,"szt","PLN","23%","",4,null,null,null,null,"5907577440176",null,null,"IMPRESJA",null,null,"",null,4,null,"https://www.ospel.pl/sites/all/pliki/import/image/podtynk/impresja/modul/zloto/lp-2y_m_28.jpg","https://www.ospel.pl/sites/all/pliki/import/image/rysunki/impresja/lacznik_ip20.jpg",null,"16AX250~, IP-20, zaciski bezgwintowe","","",null,null,null,"ZŁOTY METALIK",null,"0.077 kg","71 mm","71 mm","23 mm",null,null,"2025-05-08",null,"https://www.ospel.pl/sites/all/pliki/import/image/schematy/lacznik_zintegrowany_lacznik_schodowy_wspolpraca.jpg","https://www.ospel.pl/sites/all/pliki/import/image/podtynk/impresja/modul/zloto/lp-2y_m_28.jpg","27.33.11.0","8536 50 07"]
[null,null,null,null,null,null,null,null,null,2057,"PNP-1Y/27","Puszka instalacyjna do serii IMPRESJA pojedyncza",8.3000000000000007,1,"szt","PLN","23%","",10,null,null,null,null,"5907577441746",null,null,"IMPRESJA",null,null,"",null,10,null,"https://www.ospel.pl/sites/all/pliki/import/image/podtynk/impresja/modul/ecru/pnp-1y_27.jpg","https://www.ospel.pl/sites/all/pliki/import/image/rysunki/impresja/puszka_1.jpg",null,"Wysokość 32mm","","",null,null,null,"ECRU",null,"0.0435 kg","84 mm","84 mm","",null,null,"2025-05-08",null,"","https://www.ospel.pl/sites/all/pliki/import/image/podtynk/impresja/modul/ecru/pnp-1y_27.jpg","27.33.13.0","8536 90 01"]
[null,null,null,null,null,null,null,null,null,2068,"PNP-3Y/00","Puszka instalacyjna do serii IMPRESJA potrójna",16.600000000000001,1,"szt","PLN","23%","",4,null,null,null,null,"5907577441852",null,null,"IMPRESJA",null,null,"",null,4,null,"https://www.ospel.pl/sites/all/pliki/import/image/podtynk/impresja/modul/biala/pnp-3y_00.jpg","https://www.ospel.pl/sites/all/pliki/import/image/rysunki/impresja/puszka_3.jpg",null,"Wysokość 32mm","","",null,null,null,"BIAŁY",null,"0.11 kg","84 mm","226 mm","",null,null,"2025-05-08",null,"","https://www.ospel.pl/sites/all/pliki/import/image/podtynk/impresja/modul/biala/pnp-3y_00.jpg","27.33.13.0","8536 90 01"]
[null,null,null,null,null,null,null,null,null,2077,"PNP-4Y/23","Puszka instalacyjna do serii IMPRESJA poczwórna",23.1,1,"szt","PLN","23%","",4,null,null,null,null,"5907577442033",null,null,"IMPRESJA",null,null,"",null,4,null,"https://www.ospel.pl/sites/all/pliki/import/image/podtynk/impresja/modul/tytan/pnp-4y_23.jpg","https://www.ospel.pl/sites/all/pliki/import/image/rysunki/impresja/puszka_4.jpg",null,"Wysokość 32mm","","",null,null,null,"TYTAN",null,"0.14 kg","84 mm","297 mm","",null,null,"2025-05-08",null,"","https://www.ospel.pl/sites/all/pliki/import/image/podtynk/impresja/modul/tytan/pnp-4y_23.jpg","27.33.13.0","8536 90 01"]
[null,null,null,null,null,null,null,null,null,2080,"PNP-4Y/33","Puszka instalacyjna do serii IMPRESJA poczwórna",23.1,1,"szt","PLN","23%","",4,null,null,null,null,"5906729011011",null,null,"IMPRESJA",null,null,"",null,4,null,"https://www.ospel.pl/sites/all/pliki/import/image/podtynk/impresja/modul/czarna/pnp-4y_33.jpg","https://www.ospel.pl/sites/all/pliki/import/image/rysunki/impresja/puszka_4.jpg",null,"Wysokość 32mm","","",null,null,null,"CZARNY METALIK",null,"0.14 kg","84 mm","297 mm","",null,null,"2025-05-08",null,"","https://www.ospel.pl/sites/all/pliki/import/image/podtynk/impresja/modul/czarna/pnp-4y_33.jpg","27.33.13.0","8536 90 01"]
[null,null,null,null,null,null,null,null,null,2094,"R-1Y/33","Ramka pojedyncza",8.4,1,"szt","PLN","23%","",10,null,null,null,null,"5906729010861",null,null,"IMPRESJA",null,null,"",null,10,null,"https://www.ospel.pl/sites/all/pliki/import/image/podtynk/impresja/modul/czarna/r-1y_33.jpg","https://www.ospel.pl/sites/all/pliki/import/image/rysunki/impresja/ramka_1.jpg",null,"Tworzywo ABS","","",null,null,null,"CZARNY METALIK",null,"0.016 kg","84 mm","84 mm","",null,null,"2025-05-08",null,"","https://www.ospel.pl/sites/all/pliki/import/image/podtynk/impresja/modul/czarna/r-1y_33.jpg","27.33.13.0","8536 90 01"]
[null,null,null,null,null,null,null,null,null,2095,"R-1Y/50","Ramka pojedyncza",8.4,1,"szt","PLN","23%","",10,null,null,null,null,"5907577461959",null,null,"IMPRESJA",null,null,"",null,10,null,"https://www.ospel.pl/sites/all/pliki/import/image/podtynk/impresja/modul/antracyt/r-1y_50.jpg","https://www.ospel.pl/sites/all/pliki/import/image/rysunki/impresja/ramka_1.jpg",null,"Tworzywo ABS","","",null,null,null,"ANTRACYT",null,"0.016 kg","84 mm","84 mm","",null,null,"2025-05-08",null,"","https://www.ospel.pl/sites/all/pliki/import/image/podtynk/impresja/modul/antracyt/r-1y_50.jpg","27.33.13.0","8536 90 01"]
[null,null,null,null,null,null,null,null,null,2104,"R-2Y/00","Ramka podwójna",8.8000000000000007,1,"szt","PLN","23%","",10,null,null,null,null,"5907577437824",null,null,"IMPRESJA",null,null,"",null,10,null,"https://www.ospel.pl/sites/all/pliki/import/image/podtynk/impresja/modul/biala/r-2y_00.jpg","https://www.ospel.pl/sites/all/pliki/import/image/rysunki/impresja/ramka_2.jpg",null,"Tworzywo ABS","","",null,null,null,"BIAŁY",null,"0.0305 kg","84 mm","155 mm","",null,null,"2025-05-08",null,"","https://www.ospel.pl/sites/all/pliki/import/image/podtynk/impresja/modul/biala/r-2y_00.jpg","27.33.13.0","8536 90 01"]
[null,null,null,null,null,null,null,null,null,2112,"R-2YAC/63/25","Ramka podwójna",126.9,1,"szt","PLN","23%","",5,null,null,null,null,"5907577478070",null,null,"IMPRESJA",null,null,"",null,5,null,"https://www.ospel.pl/sites/all/pliki/import/image/podtynk/impresja/modul/ramki/r-2yac_63_25.jpg","https://www.ospel.pl/sites/all/pliki/import/image/rysunki/impresja/ramka_2.jpg",null,"Aluminium+PC grubość 4mm","","",null,null,null,"SZCZOTKOWANA SATYNA",null,"0.122 kg","92 mm","163 mm","",null,null,"2025-05-08",null,"","https://www.ospel.pl/sites/all/pliki/import/image/podtynk/impresja/modul/ramki/r-2yac_63_25.jpg","27.33.13.0","8536 90 01"]
[null,null,null,null,null,null,null,null,null,2121,"R-3Y/23","Ramka potrójna",14.7,1,"szt","PLN","23%","",10,null,null,null,null,"5907577439323",null,null,"IMPRESJA",null,null,"",null,10,null,"https://www.ospel.pl/sites/all/pliki/import/image/podtynk/impresja/modul/tytan/r-3y_23.jpg","https://www.ospel.pl/sites/all/pliki/import/image/rysunki/impresja/ramka_3.jpg",null,"Tworzywo ABS","","",null,null,null,"TYTAN",null,"0.0385 kg","84 mm","226 mm","",null,null,"2025-05-08",null,"","https://www.ospel.pl/sites/all/pliki/import/image/podtynk/impresja/modul/tytan/r-3y_23.jpg","27.33.13.0","8536 90 01"]
[null,null,null,null,null,null,null,null,null,2130,"R-3YGC/32/25","Ramka potrójna",166.5,1,"szt","PLN","23%","",5,null,null,null,null,"5907577478186",null,null,"IMPRESJA",null,null,"",null,5,null,"https://www.ospel.pl/sites/all/pliki/import/image/podtynk/impresja/modul/ramki/r-3ygc_32_25.jpg","https://www.ospel.pl/sites/all/pliki/import/image/rysunki/impresja/ramka_3.jpg",null,"Szkło+PC grubość 4mm","","",null,null,null,"CZARNE SZKŁO",null,"0.134 kg","92 mm","234 mm","",null,null,"2025-05-08",null,"","https://www.ospel.pl/sites/all/pliki/import/image/podtynk/impresja/modul/ramki/r-3ygc_32_25.jpg","27.33.13.0","8536 90 01"]
[null,null,null,null,null,null,null,null,null,2139,"R-4Y/33","Ramka poczwórna",18.399999999999999,1,"szt","PLN","23%","",10,null,null,null,null,"5906729010892",null,null,"IMPRESJA",null,null,"",null,10,null,"https://www.ospel.pl/sites/all/pliki/import/image/podtynk/impresja/modul/czarna/r-4y_33.jpg","https://www.ospel.pl/sites/all/pliki/import/image/rysunki/impresja/ramka_4.jpg",null,"Tworzywo ABS","","",null,null,null,"CZARNY METALIK",null,"0.0525 kg","84 mm","297 mm","",null,null,"2025-05-08",null,"","https://www.ospel.pl/sites/all/pliki/import/image/podtynk/impresja/modul/czarna/r-4y_33.jpg","27.33.13.0","8536 90 01"]
[null,null,null,null,null,null,null,null,null,2148,"R-4YGC/61/25","Ramka poczwórna",198.1,1,"szt","PLN","23%","",5,null,null,null,null,"5907577478292",null,null,"IMPRESJA",null,null,"",null,5,null,"https://www.ospel.pl/sites/all/pliki/import/image/podtynk/impresja/modul/ramki/r-4ygc_61_25.jpg","https://www.ospel.pl/sites/all/pliki/import/image/rysunki/impresja/ramka_4.jpg",null,"Szkło+PC grubość 4mm","","",null,null,null,"ŚLIWKA SZKŁO",null,"0.202 kg","92 mm","305 mm","",null,null,"2025-05-08",null,"","https://www.ospel.pl/sites/all/pliki/import/image/podtynk/impresja/modul/ramki/r-4ygc_61_25.jpg","27.33.13.0","8536 90 01"]
[null,null,null,null,null,null,null,null,null,2156,"R-5YAC/62/25","Ramka pięciokrotna",306.89999999999998,1,"szt","PLN","23%","",5,null,null,null,null,"5906729015811",null,null,"IMPRESJA",null,null,"",null,5,null,"https://www.ospel.pl/sites/all/pliki/import/image/podtynk/impresja/modul/ramki/r-5yac_62_25.jpg","https://www.ospel.pl/sites/all/pliki/import/image/rysunki/impresja/ramka_5.jpg",null,"Aluminium+PC grubość 4mm","","",null,null,null,"SZCZOTKOWANE ALUMINIUM",null,"","92 mm","376 mm","",null,null,"2025-05-08",null,"","https://www.ospel.pl/sites/all/pliki/import/image/podtynk/impresja/modul/ramki/r-5yac_62_25.jpg","27.33.13.0","8536 90 01"]
[null,null,null,null,null,null,null,null,null,2157,"R-5YAC/63/25","Ramka pięciokrotna",306.89999999999998,1,"szt","PLN","23%","",5,null,null,null,null,"5906729015828",null,null,"IMPRESJA",null,null,"",null,5,null,"https://www.ospel.pl/sites/all/pliki/import/image/podtynk/impresja/modul/ramki/r-5yac_62_25.jpg","https://www.ospel.pl/sites/all/pliki/import/image/rysunki/impresja/ramka_5.jpg",null,"Aluminium+PC grubość 4mm","","",null,null,null,"SZCZOTKOWANA SATYNA",null,"","92 mm","376 mm","",null,null,"2025-05-08",null,"","https://www.ospel.pl/sites/all/pliki/import/image/podtynk/impresja/modul/ramki/r-5yac_62_25.jpg","27.33.13.0","8536 90 01"]
[null,null,null,null,null,null,null,null,null,2171,"RH-2Y/23","Ramka podwójna do łączników IP-44",11.8,1,"szt","PLN","23%","",10,null,null,null,null,"5907577441548",null,null,"IMPRESJA",null,null,"",null,10,null,"https://www.ospel.pl/sites/all/pliki/import/image/podtynk/impresja/modul/tytan/rh-2y_23.jpg","https://www.ospel.pl/sites/all/pliki/import/image/rysunki/impresja/ramka_2.jpg",null,"Tworzywo ABS","","",null,null,null,"TYTAN",null,"0.0305 kg","84 mm","155 mm","",null,null,"2025-05-08",null,"","https://www.ospel.pl/sites/all/pliki/import/image/podtynk/impresja/modul/tytan/rh-2y_23.jpg","27.33.13.0","8536 90 01"]
[null,null,null,null,null,null,null,null,null,2174,"RH-2Y/33","Ramka podwójna do łączników IP-44",11.8,1,"szt","PLN","23%","",10,null,null,null,null,"5906729010922",null,null,"IMPRESJA",null,null,"",null,10,null,"https://www.ospel.pl/sites/all/pliki/import/image/podtynk/impresja/modul/czarna/rh-2y_33.jpg","https://www.ospel.pl/sites/all/pliki/import/image/rysunki/impresja/ramka_2.jpg",null,"Tworzywo ABS","","",null,null,null,"CZARNY METALIK",null,"0.0305 kg","84 mm","155 mm","",null,null,"2025-05-08",null,"","https://www.ospel.pl/sites/all/pliki/import/image/podtynk/impresja/modul/czarna/rh-2y_33.jpg","27.33.13.0","8536 90 01"]
[null,null,null,null,null,null,null,null,null,2183,"RH-4Y/00","Ramka poczwórna do łączników IP-44",16.899999999999999,1,"szt","PLN","23%","",10,null,null,null,null,"5907577441494",null,null,"IMPRESJA",null,null,"",null,10,null,"https://www.ospel.pl/sites/all/pliki/import/image/podtynk/impresja/modul/biala/rh-4y_00.jpg","https://www.ospel.pl/sites/all/pliki/import/image/rysunki/impresja/ramka_4.jpg",null,"Tworzywo ABS","","",null,null,null,"BIAŁY",null,"0.0525 kg","84 mm","297 mm","",null,null,"2025-05-08",null,"","https://www.ospel.pl/sites/all/pliki/import/image/podtynk/impresja/modul/biala/rh-4y_00.jpg","27.33.13.0","8536 90 01"]
[null,null,null,null,null,null,null,null,null,2192,"RH-5Y/23","Ramka pięciokrotna do łączników IP-44",23.7,1,"szt","PLN","23%","",10,null,null,null,null,"5907577441579",null,null,"IMPRESJA",null,null,"",null,10,null,"https://www.ospel.pl/sites/all/pliki/import/image/podtynk/impresja/modul/tytan/rh-5y_23.jpg","https://www.ospel.pl/sites/all/pliki/import/image/rysunki/impresja/ramka_5.jpg",null,"Tworzywo ABS","","",null,null,null,"TYTAN",null,"0.065 kg","84 mm","368 mm","",null,null,"2025-05-08",null,"","https://www.ospel.pl/sites/all/pliki/import/image/podtynk/impresja/modul/tytan/rh-5y_23.jpg","27.33.13.0","8536 90 01"]
[null,null,null,null,null,null,null,null,null,2200,"RTP-1Y/m/27","Regulator temperatury z czujnikiem podpodłogowym",427.5,1,"szt","PLN","23%","",5,null,null,null,null,"5907577438678",null,null,"IMPRESJA",null,null,"",null,5,null,"https://www.ospel.pl/sites/all/pliki/import/image/podtynk/impresja/modul/ecru/rtp-1y_m_27.jpg","https://www.ospel.pl/sites/all/pliki/import/image/rysunki/impresja/regulator_temperatury.jpg",null,"zaciski gwintowe","","Tylko na zamówienie",null,null,null,"ECRU",null,"0.21 kg","71 mm","71 mm","28 mm",null,null,"2025-05-08",null,"https://www.ospel.pl/sites/all/pliki/import/image/schematy/regulator_temperatury.jpg","https://www.ospel.pl/sites/all/pliki/import/image/podtynk/impresja/modul/ecru/rtp-1y_m_27.jpg","27.33.13.0","8536 50 05"]
[null,null,null,null,null,null,null,null,null,2209,"RTP-1YN/m/33","Regulator temperatury z czujnikiem napowietrznym",270.7,1,"szt","PLN","23%","",5,null,null,null,null,"5906729010977",null,null,"IMPRESJA",null,null,"",null,5,null,"https://www.ospel.pl/sites/all/pliki/import/image/podtynk/impresja/modul/czarna/rtp-1yn_m_33.jpg","",null,"zaciski gwintowe","","Tylko na zamówienie",null,null,null,"CZARNY METALIK",null,"0.1025 kg","71 mm","71 mm","28 mm",null,null,"2025-05-08",null,"","https://www.ospel.pl/sites/all/pliki/import/image/podtynk/impresja/modul/czarna/rtp-1yn_m_33.jpg","27.33.13.0","8536 50 05"]
[null,null,null,null,null,null,null,null,null,2218,"ZU-1Y","Zestaw uszczelniający do łączników IP-44",9.1,1,"szt","PLN","23%","",10,null,null,null,null,"5907577440640",null,null,"IMPRESJA",null,null,"",null,10,null,"https://www.ospel.pl/sites/all/pliki/import/image/podtynk/impresja/modul/biala/zu-1y.jpg","",null,"","","",null,null,null,"BIAŁY",null,"0.008 kg","70 mm","70 mm","27 mm",null,null,"2025-05-08",null,"","https://www.ospel.pl/sites/all/pliki/import/image/podtynk/impresja/modul/biala/zu-1y.jpg","27.33.13.0","8536 90 01"]
[null,null,null,null,null,null,null,null,null,2219,"GW-2K/00","Gniazdo podwójne",28.9,1,"szt","PLN","23%","",24,null,null,null,null,"5907577402532",null,null,"KAPPA",null,null,"",null,24,null,"https://www.ospel.pl/sites/all/pliki/import/image/natynk/kappa/gw-2k.jpg","",null,"16A/250~, IP-20, zaciski gwintowe","","",null,null,null,"BIAŁY",null,"0.1 kg","105 mm","65 mm","",null,null,"2025-05-08",null,"","https://www.ospel.pl/sites/all/pliki/import/image/natynk/kappa/gw-2k.jpg","27.33.13.0","8536 69 90"]
[null,null,null,null,null,null,null,null,null,2232,"GG-2S/m/42","Gniazdo głośnikowe podwójne",48.1,1,"szt","PLN","23%","",5,null,null,null,null,"5907577457075",null,null,"KARO",null,null,"",null,5,null,"https://www.ospel.pl/sites/all/pliki/import/image/podtynk/karo/ecru_perla/gg-2s_m_42.jpg","https://www.ospel.pl/sites/all/pliki/import/image/rysunki/karo/gniazda_glosnikowe.pdf",null,"Przyłączalność przewodów 0,75mm2","","",null,null,null,"ECRU PERŁOWY",null,"0.053 kg","71 mm","71 mm","22 mm",null,null,"2025-05-08",null,"","https://www.ospel.pl/sites/all/pliki/import/image/podtynk/karo/ecru_perla/gg-2s_m_42.jpg","26.40.52.0","8517 18 00"]
[null,null,null,null,null,null,null,null,null,2236,"GGN-1S/m/42","Gniazdo głośnikowe pojedyncze",41.8,1,"szt","PLN","23%","",5,null,null,null,null,"5907577477714",null,null,"KARO",null,null,"",null,5,null,"https://www.ospel.pl/sites/all/pliki/import/image/podtynk/karo/ecru_perla/ggn-1s_m_42.jpg","https://www.ospel.pl/sites/all/pliki/import/image/rysunki/karo/gniazda_glosnikowe.pdf",null,"Przyłączalność przewodów 6mm2","","",null,null,null,"ECRU PERŁOWY",null,"0.06 kg","71 mm","71 mm","22 mm",null,null,"2025-05-08",null,"","https://www.ospel.pl/sites/all/pliki/import/image/podtynk/karo/ecru_perla/ggn-1s_m_42.jpg","26.40.52.0","8517 18 00"]
[null,null,null,null,null,null,null,null,null,2245,"GP-1SP/m/43","Gniazdo pojedyncze z przesłonami torów prądowych",22.8,1,"szt","PLN","23%","",5,null,null,null,null,"5907577457440",null,null,"KARO",null,null,"",null,5,null,"https://www.ospel.pl/sites/all/pliki/import/image/podtynk/karo/srebro_perla/gp-1sp_m_43.jpg","https://www.ospel.pl/sites/all/pliki/import/image/rysunki/karo/gniazdo_poj.pdf",null,"16A/250~, IP-20, zaciski gwintowe","","",null,null,null,"SREBRNY PERŁOWY",null,"0.066 kg","71 mm","71 mm","26 mm",null,null,"2025-05-08",null,"","https://www.ospel.pl/sites/all/pliki/import/image/podtynk/karo/srebro_perla/gp-1sp_m_43.jpg","27.33.13.0","8536 69 90"]
[null,null,null,null,null,null,null,null,null,2255,"GP-1SZ/m/40","Gniazdo pojedyncze z uziemieniem",24.9,1,"szt","PLN","23%","",5,null,null,null,null,"5907577456016",null,null,"KARO",null,null,"",null,5,null,"https://www.ospel.pl/sites/all/pliki/import/image/podtynk/karo/czek_metalik/gp-1sz_m_40.jpg","https://www.ospel.pl/sites/all/pliki/import/image/rysunki/karo/gniazdo_poj.pdf",null,"16A/250~, IP-20, zaciski gwintowe","","",null,null,null,"CZEKOLADOWY METALIK",null,"0.072 kg","71 mm","71 mm","26 mm",null,null,"2025-05-08",null,"","https://www.ospel.pl/sites/all/pliki/import/image/podtynk/karo/czek_metalik/gp-1sz_m_40.jpg","27.33.13.0","8536 69 90"]
[null,null,null,null,null,null,null,null,null,2262,"GP-1SZP/m/40","Gniazdo pojedyncze z uziemieniem z przesłonami torów prądowych",25.8,1,"szt","PLN","23%","",5,null,null,null,null,"5907577456023",null,null,"KARO",null,null,"",null,5,null,"https://www.ospel.pl/sites/all/pliki/import/image/podtynk/karo/czek_metalik/gp-1szp_m_40.jpg","https://www.ospel.pl/sites/all/pliki/import/image/rysunki/karo/gniazdo_poj.pdf",null,"16A/250~, IP-20, zaciski gwintowe","","",null,null,null,"CZEKOLADOWY METALIK",null,"0.073 kg","71 mm","71 mm","26 mm",null,null,"2025-05-08",null,"","https://www.ospel.pl/sites/all/pliki/import/image/podtynk/karo/czek_metalik/gp-1szp_m_40.jpg","27.33.13.0","8536 69 90"]
[null,null,null,null,null,null,null,null,null,2271,"GP-2S/42","Gniazdo podwójne kompletne z ramką",28.2,1,"szt","PLN","23%","",5,null,null,null,null,"5907577456818",null,null,"KARO",null,null,"",null,5,null,"https://www.ospel.pl/sites/all/pliki/import/image/podtynk/karo/ecru_perla/gp-2s_42.jpg","https://www.ospel.pl/sites/all/pliki/import/image/rysunki/karo/gniazdo_pod.pdf",null,"16A/250~, IP-20, zaciski gwintowe","","",null,null,null,"ECRU PERŁOWY",null,"0.083 kg","71 mm","71 mm","27 mm",null,null,"2025-05-08",null,"","https://www.ospel.pl/sites/all/pliki/import/image/podtynk/karo/ecru_perla/gp-2s_42.jpg","27.33.13.0","8536 69 90"]
[null,null,null,null,null,null,null,null,null,2280,"GP-2SP/43","Gniazdo podwójne z przesłonami torów prądowych, kompletne z ramką",29,1,"szt","PLN","23%","",5,null,null,null,null,"5907577457549",null,null,"KARO",null,null,"",null,5,null,"https://www.ospel.pl/sites/all/pliki/import/image/podtynk/karo/srebro_perla/gp-2sp_43.jpg","https://www.ospel.pl/sites/all/pliki/import/image/rysunki/karo/gniazdo_pod.pdf",null,"16A/250~, IP-20, zaciski gwintowe","","",null,null,null,"SREBRNY PERŁOWY",null,"0.084 kg","71 mm","71 mm","27 mm",null,null,"2025-05-08",null,"","https://www.ospel.pl/sites/all/pliki/import/image/podtynk/karo/srebro_perla/gp-2sp_43.jpg","27.33.13.0","8536 69 90"]
[null,null,null,null,null,null,null,null,null,2284,"GP-2SR/m/43","Gniazdo podwójne moduł bez ramki",22.7,1,"szt","PLN","23%","",5,null,null,null,null,"5907577457570",null,null,"KARO",null,null,"",null,5,null,"https://www.ospel.pl/sites/all/pliki/import/image/podtynk/karo/srebro_perla/gp-2sr_m_43.jpg","https://www.ospel.pl/sites/all/pliki/import/image/rysunki/karo/gniazdo_pod_ramka.pdf",null,"16A/250~, IP-20, zaciski gwintowe","","",null,null,null,"SREBRNY PERŁOWY",null,"0.072 kg","71 mm","71 mm","21 mm",null,null,"2025-05-08",null,"","https://www.ospel.pl/sites/all/pliki/import/image/podtynk/karo/srebro_perla/gp-2sr_m_43.jpg","27.33.13.0","8536 69 90"]
[null,null,null,null,null,null,null,null,null,2289,"GP-2SRZ/m/00","Gniazdo podwójne z uziemieniem moduł bez ramki",17.600000000000001,1,"szt","PLN","23%","",10,null,null,null,null,"5907577454357",null,null,"KARO",null,null,"",null,10,null,"https://www.ospel.pl/sites/all/pliki/import/image/podtynk/karo/biel/gp-2srz_m_00.jpg","https://www.ospel.pl/sites/all/pliki/import/image/rysunki/karo/gniazdo_pod_ramka.pdf",null,"16A/250~, IP-20, zaciski gwintowe","","",null,null,null,"BIAŁY",null,"0.083 kg","71 mm","71 mm","21 mm",null,null,"2025-05-08",null,"","https://www.ospel.pl/sites/all/pliki/import/image/podtynk/karo/biel/gp-2srz_m_00.jpg","27.33.13.0","8536 69 90"]
[null,null,null,null,null,null,null,null,null,2298,"GP-2SS/40","Gniazdo podwójne z uziemieniem schuko kompletne z ramką",31.5,1,"szt","PLN","23%","",5,null,null,null,null,"5907577456177",null,null,"KARO",null,null,"",null,5,null,"https://www.ospel.pl/sites/all/pliki/import/image/podtynk/karo/czek_metalik/gp-2ss_40.jpg","https://www.ospel.pl/sites/all/pliki/import/image/rysunki/karo/gniazdo_pod_schuko.pdf",null,"16A/250~, IP-20, zaciski gwintowe","","",null,null,null,"CZEKOLADOWY METALIK",null,"0.094 kg","88 mm","82 mm","23 mm",null,null,"2025-05-08",null,"","https://www.ospel.pl/sites/all/pliki/import/image/podtynk/karo/czek_metalik/gp-2ss_40.jpg","27.33.13.0","8536 69 90"]
[null,null,null,null,null,null,null,null,null,2307,"GP-2SZ/42","Gniazdo podwójne z uziemieniem kompletne z ramką",30,1,"szt","PLN","23%","",5,null,null,null,null,"5907577456832",null,null,"KARO",null,null,"",null,5,null,"https://www.ospel.pl/sites/all/pliki/import/image/podtynk/karo/ecru_perla/gp-2sz_42.jpg","https://www.ospel.pl/sites/all/pliki/import/image/rysunki/karo/gniazdo_pod.pdf",null,"16A/250~, IP-20, zaciski gwintowe","","",null,null,null,"ECRU PERŁOWY",null,"0.092 kg","71 mm","71 mm","27 mm",null,null,"2025-05-08",null,"","https://www.ospel.pl/sites/all/pliki/import/image/podtynk/karo/ecru_perla/gp-2sz_42.jpg","27.33.13.0","8536 69 90"]
[null,null,null,null,null,null,null,null,null,2316,"GP-3S/m/43","Gniazdo potrójne EURO",23.9,1,"szt","PLN","23%","",5,null,null,null,null,"5907577457631",null,null,"KARO",null,null,"",null,5,null,"https://www.ospel.pl/sites/all/pliki/import/image/podtynk/karo/srebro_perla/gp-3s_m_43.jpg","https://www.ospel.pl/sites/all/pliki/import/image/rysunki/karo/gniazdo_potrojne.pdf",null,"2,5A/250~, IP-20, zaciski gwintowe","","",null,null,null,"SREBRNY PERŁOWY",null,"","71 mm","71 mm","27 mm",null,null,"2025-05-08",null,"","https://www.ospel.pl/sites/all/pliki/import/image/podtynk/karo/srebro_perla/gp-3s_m_43.jpg","27.33.13.0","8536 69 90"]
[null,null,null,null,null,null,null,null,null,2324,"GPA-10SPZ/m/43","Gniazdo RTV zakończeniowe",65.099999999999994,1,"szt","PLN","23%","",5,null,null,null,null,"5907577457686",null,null,"KARO",null,null,"",null,5,null,"https://www.ospel.pl/sites/all/pliki/import/image/podtynk/karo/srebro_perla/gpa-sk_m_43.jpg","https://www.ospel.pl/sites/all/pliki/import/image/rysunki/karo/gniazdo_rtv.pdf",null,"Współczynnik tłumienia 10dB","","",null,null,null,"SREBRNY PERŁOWY",null,"0.103 kg","71 mm","71 mm","24 mm",null,null,"2025-05-08",null,"","https://www.ospel.pl/sites/all/pliki/import/image/podtynk/karo/srebro_perla/gpa-sk_m_43.jpg","26.40.52.0","8517 18 00"]
[null,null,null,null,null,null,null,null,null,2333,"GPA-1SF/m/00","Gniazdo antenowe typu F pojedyncze",24.8,1,"szt","PLN","23%","",10,null,null,null,null,"5907577454630",null,null,"KARO",null,null,"",null,10,null,"https://www.ospel.pl/sites/all/pliki/import/image/podtynk/karo/biel/gpa-1s_m_00.jpg","",null,"Złącze typu F","","",null,null,null,"BIAŁY",null,"0.06 kg","71 mm","71 mm","24 mm",null,null,"2025-05-08",null,"","https://www.ospel.pl/sites/all/pliki/import/image/podtynk/karo/biel/gpa-1s_m_00.jpg","26.40.52.0","8517 18 00"]
[null,null,null,null,null,null,null,null,null,2339,"GPA-2SF/m/42","Gniazdo antenowe typu F podwójne",33.4,1,"szt","PLN","23%","",5,null,null,null,null,"5907577457020",null,null,"KARO",null,null,"",null,5,null,"https://www.ospel.pl/sites/all/pliki/import/image/podtynk/karo/ecru_perla/gpa-2sf_m_42.jpg","",null,"Złącze typu F","","",null,null,null,"ECRU PERŁOWY",null,"0.071 kg","71 mm","71 mm","24 mm",null,null,"2025-05-08",null,"","https://www.ospel.pl/sites/all/pliki/import/image/podtynk/karo/ecru_perla/gpa-2sf_m_42.jpg","26.40.52.0","8517 18 00"]
[null,null,null,null,null,null,null,null,null,2342,"GPA-S2S/m/40","Gniazdo RTV-SAT z dwoma wyjściami SAT",105.1,1,"szt","PLN","23%","",5,null,null,null,null,"5907577456283",null,null,"KARO",null,null,"",null,5,null,"https://www.ospel.pl/sites/all/pliki/import/image/podtynk/karo/czek_metalik/gpa-s2s_m_40.jpg","https://www.ospel.pl/sites/all/pliki/import/image/rysunki/karo/gniazdo_rtv.pdf",null,"Współczynnik tłumienia 1,5dB","","",null,null,null,"CZEKOLADOWY METALIK",null,"0.108 kg","71 mm","71 mm","24 mm",null,null,"2025-05-08",null,"","https://www.ospel.pl/sites/all/pliki/import/image/podtynk/karo/czek_metalik/gpa-s2s_m_40.jpg","26.40.52.0","8517 18 00"]
[null,null,null,null,null,null,null,null,null,2351,"GPA-SK/m/42","Gniazdo RTV końcowe",55.2,1,"szt","PLN","23%","",5,null,null,null,null,"5907577456979",null,null,"KARO",null,null,"",null,5,null,"https://www.ospel.pl/sites/all/pliki/import/image/podtynk/karo/ecru_perla/gpa-sk_m_42.jpg","https://www.ospel.pl/sites/all/pliki/import/image/rysunki/karo/gniazdo_rtv.pdf",null,"Współczynnik tłumienia 2,5-3dB","","",null,null,null,"ECRU PERŁOWY",null,"0.103 kg","71 mm","71 mm","24 mm",null,null,"2025-05-08",null,"","https://www.ospel.pl/sites/all/pliki/import/image/podtynk/karo/ecru_perla/gpa-sk_m_42.jpg","26.40.52.0","8517 18 00"]
[null,null,null,null,null,null,null,null,null,2360,"GPA-SSP/m/43","Gniazdo RTV-SAT przelotowe",101.1,1,"szt","PLN","23%","",5,null,null,null,null,"5907577457716",null,null,"KARO",null,null,"",null,5,null,"https://www.ospel.pl/sites/all/pliki/import/image/podtynk/karo/srebro_perla/gpa-ss_m_43.jpg","https://www.ospel.pl/sites/all/pliki/import/image/rysunki/karo/gniazdo_rtv.pdf",null,"Współczynnik tłumienia 1,2dB","","",null,null,null,"SREBRNY PERŁOWY",null,"0.105 kg","71 mm","71 mm","24 mm",null,null,"2025-05-08",null,"","https://www.ospel.pl/sites/all/pliki/import/image/podtynk/karo/srebro_perla/gpa-ss_m_43.jpg","26.40.52.0","8517 18 00"]
[null,null,null,null,null,null,null,null,null,2368,"GPE-2S/m/43","Gniazdo ekwipotencjalne podwójne",125.2,1,"szt","PLN","23%","",5,null,null,null,null,"5907577460945",null,null,"KARO",null,null,"",null,5,null,"https://www.ospel.pl/sites/all/pliki/import/image/podtynk/karo/srebro_perla/gpe-2s_m_43.jpg","",null,"","","",null,null,null,"SREBRNY PERŁOWY",null,"0.076 kg","71 mm","71 mm","22 mm",null,null,"2025-05-08",null,"","https://www.ospel.pl/sites/all/pliki/import/image/podtynk/karo/srebro_perla/gpe-2s_m_43.jpg","27.33.13.0","8536 90 10"]
[null,null,null,null,null,null,null,null,null,2377,"GPH-1SSP/m/42/d","Gniazdo bryzgoszczelne z uziemieniem schuko IP-44 z przesłonami torów prądowych wieczko przezroczyste",31.7,1,"szt","PLN","23%","",5,null,null,null,null,"5907577456801",null,null,"KARO",null,null,"",null,5,null,"https://www.ospel.pl/sites/all/pliki/import/image/podtynk/karo/ecru_perla/gph-1ssp_m_42_d.jpg","https://www.ospel.pl/sites/all/pliki/import/image/rysunki/karo/gniazdo_ip44.pdf",null,"16A/250~, IP-44, zaciski gwintowe","","",null,null,null,"ECRU PERŁOWY",null,"0.085 kg","71 mm","71 mm","25 mm",null,null,"2025-05-08",null,"","https://www.ospel.pl/sites/all/pliki/import/image/podtynk/karo/ecru_perla/gph-1ssp_m_42_d.jpg","27.33.13.0","8536 69 90"]
[null,null,null,null,null,null,null,null,null,2386,"GPH-1SZP/m/40/d","Gniazdo bryzgoszczelne z uziemieniem IP-44 z przesłonami torów prądowych wieczko przezroczyste",30.7,1,"szt","PLN","23%","",5,null,null,null,null,"5907577456061",null,null,"KARO",null,null,"",null,5,null,"https://www.ospel.pl/sites/all/pliki/import/image/podtynk/karo/czek_metalik/gph-1szp_m_40_d.jpg","https://www.ospel.pl/sites/all/pliki/import/image/rysunki/karo/gniazdo_ip44.pdf",null,"16A/250~, IP-44, zaciski gwintowe","","",null,null,null,"CZEKOLADOWY METALIK",null,"0.085 kg","71 mm","71 mm","25 mm",null,null,"2025-05-08",null,"","https://www.ospel.pl/sites/all/pliki/import/image/podtynk/karo/czek_metalik/gph-1szp_m_40_d.jpg","27.33.13.0","8536 69 90"]
[null,null,null,null,null,null,null,null,null,2395,"GPK-1S/p/42","Obudowa gniazda pojedynczego typu Keystone prosta",15.9,1,"szt","PLN","23%","",5,null,null,null,null,"5907577458126",null,null,"KARO",null,null,"",null,5,null,"https://www.ospel.pl/sites/all/pliki/import/image/podtynk/karo/ecru_perla/gpk-1s_p_42.jpg","",null,"","","",null,null,null,"ECRU PERŁOWY",null,"0.053 kg","71 mm","71 mm","22 mm",null,null,"2025-05-08",null,"","https://www.ospel.pl/sites/all/pliki/import/image/podtynk/karo/ecru_perla/gpk-1s_p_42.jpg","26.30.30.0","8517 18 00"]
[null,null,null,null,null,null,null,null,null,2400,"GPK-2S/K/m/43","Gniazdo komputerowe podwójne, kat. 5e MMC",91.3,1,"szt","PLN","23%","",5,null,null,null,null,"5907577458874",null,null,"KARO",null,null,"",null,5,null,"https://www.ospel.pl/sites/all/pliki/import/image/podtynk/karo/srebro_perla/gpk-2s_k_m_43.jpg","https://www.ospel.pl/sites/all/pliki/import/image/rysunki/karo/gniazdo_komputerowe.pdf",null,"Złącze IDC","","",null,null,null,"SREBRNY PERŁOWY",null,"0.066 kg","71 mm","71 mm","22 mm",null,null,"2025-05-08",null,"","https://www.ospel.pl/sites/all/pliki/import/image/podtynk/karo/srebro_perla/gpk-2s_k_m_43.jpg","26.30.30.0","8517 18 00"]
[null,null,null,null,null,null,null,null,null,2404,"GPK-2S/p/43","Obudowa gniazda podwójnego typu Keystone prosta",15.9,1,"szt","PLN","23%","",5,null,null,null,null,"5907577458188",null,null,"KARO",null,null,"",null,5,null,"https://www.ospel.pl/sites/all/pliki/import/image/podtynk/karo/srebro_perla/gpk-2s_p_43.jpg","",null,"","","",null,null,null,"SREBRNY PERŁOWY",null,"0.053 kg","71 mm","71 mm","22 mm",null,null,"2025-05-08",null,"","https://www.ospel.pl/sites/all/pliki/import/image/podtynk/karo/srebro_perla/gpk-2s_p_43.jpg","26.30.30.0","8517 18 00"]
[null,null,null,null,null,null,null,null,null,2413,"GPT-2SN/m/00","Gniazdo telefoniczne podwójne niezależne",46.5,1,"szt","PLN","23%","",10,null,null,null,null,"5907577454692",null,null,"KARO",null,null,"",null,10,null,"https://www.ospel.pl/sites/all/pliki/import/image/podtynk/karo/biel/gpt-2sn_m_00.jpg","",null,"Zaciski gwintowe","","",null,null,null,"BIAŁY",null,"0.056 kg","71 mm","71 mm","22 mm",null,null,"2025-05-08",null,"","https://www.ospel.pl/sites/all/pliki/import/image/podtynk/karo/biel/gpt-2sn_m_00.jpg","26.30.30.0","8517 18 00"]
[null,null,null,null,null,null,null,null,null,2422,"ŁP-10S/m/40","Łącznik podwójny schodowy",32.9,1,"szt","PLN","23%","",5,null,null,null,null,"5907577455958",null,null,"KARO",null,null,"",null,5,null,"https://www.ospel.pl/sites/all/pliki/import/image/podtynk/karo/czek_metalik/lp-2s_m_40.jpg","https://www.ospel.pl/sites/all/pliki/import/image/rysunki/karo/laczniki.pdf",null,"10AX/250~, IP-20 zaciski gwintowe","","",null,null,null,"CZEKOLADOWY METALIK",null,"0.082 kg","71 mm","71 mm","25 mm",null,null,"2025-05-08",null,"https://www.ospel.pl/sites/all/pliki/import/image/schematy/lacznik_podwojny_schodowy.jpg","https://www.ospel.pl/sites/all/pliki/import/image/podtynk/karo/czek_metalik/lp-2s_m_40.jpg","27.33.11.0","8536 50 07"]
[null,null,null,null,null,null,null,null,null,2429,"ŁP-11SS/m/00","Łącznik dwubiegunowy z podświetleniem pomarańczowym",30.3,1,"szt","PLN","23%","",10,null,null,null,null,"5907577453824",null,null,"KARO",null,null,"",null,10,null,"https://www.ospel.pl/sites/all/pliki/import/image/podtynk/karo/biel/lp-11ss_m_00.jpg","https://www.ospel.pl/sites/all/pliki/import/image/rysunki/karo/laczniki.pdf",null,"10AX/250~, IP-20 zaciski gwintowe","","",null,null,null,"BIAŁY",null,"0.075 kg","71 mm","71 mm","25 mm",null,null,"2025-05-08",null,"https://www.ospel.pl/sites/all/pliki/import/image/schematy/lacznik_dwubiegunowy.jpg","https://www.ospel.pl/sites/all/pliki/import/image/podtynk/karo/biel/lp-11ss_m_00.jpg","27.33.11.0","8536 50 07"]
[null,null,null,null,null,null,null,null,null,2439,"ŁP-13S/m/42","Łącznik potrójny",39.6,1,"szt","PLN","23%","",5,null,null,null,null,"5907577458553",null,null,"KARO",null,null,"",null,5,null,"https://www.ospel.pl/sites/all/pliki/import/image/podtynk/karo/ecru_perla/lp-13s_m_42.jpg","https://www.ospel.pl/sites/all/pliki/import/image/rysunki/karo/laczniki.pdf",null,"10AX/250~, IP-20 zaciski gwintowe","","",null,null,null,"ECRU PERŁOWY",null,"0.076 kg","71 mm","71 mm","25 mm",null,null,"2025-05-08",null,"","https://www.ospel.pl/sites/all/pliki/import/image/podtynk/karo/ecru_perla/lp-13s_m_42.jpg","27.33.11.0","8536 50 07"]
[null,null,null,null,null,null,null,null,null,2448,"ŁP-15SS/m/43","Łącznik hotelowy z podświetleniem pomarańczowym",121.1,1,"szt","PLN","23%","",5,null,null,null,null,"5907577457808",null,null,"KARO",null,null,"",null,5,null,"https://www.ospel.pl/sites/all/pliki/import/image/podtynk/karo/srebro_perla/lp-15ss_m_43.jpg","https://www.ospel.pl/sites/all/pliki/import/image/rysunki/karo/lacznik_hotel.pdf",null,"16A230~, IP-20, zaciski gwintowe","","Tylko na zamówienie",null,null,null,"SREBRNY PERŁOWY",null,"0.101 kg","71 mm","71 mm","31 mm",null,null,"2025-05-08",null,"","https://www.ospel.pl/sites/all/pliki/import/image/podtynk/karo/srebro_perla/lp-15ss_m_43.jpg","27.33.11.0","8536 50 05"]
[null,null,null,null,null,null,null,null,null,2452,"ŁP-16S/m/43","Elektroniczny czujnik ruchu",264.2,1,"szt","PLN","23%","",5,null,null,null,null,"5907577457815",null,null,"KARO",null,null,"",null,5,null,"https://www.ospel.pl/sites/all/pliki/import/image/podtynk/karo/srebro_perla/lp-16s_m_43.jpg","https://www.ospel.pl/sites/all/pliki/import/image/rysunki/karo/czujnik_ruchu.pdf",null,"Zasięg działania do 7 metrów","","Tylko na zamówienie",null,null,null,"SREBRNY PERŁOWY",null,"0.101 kg","71 mm","71 mm","31 mm",null,null,"2025-05-08",null,"","https://www.ospel.pl/sites/all/pliki/import/image/podtynk/karo/srebro_perla/lp-16s_m_43.jpg","27.33.11.0","8536 50 05"]
[null,null,null,null,null,null,null,null,null,2465,"ŁP-2S/m/00","Łącznik dwugrupowy świecznikowy",19.600000000000001,1,"szt","PLN","23%","",10,null,null,null,null,"5907577453565",null,null,"KARO",null,null,"",null,10,null,"https://www.ospel.pl/sites/all/pliki/import/image/podtynk/karo/biel/lp-2s_m_00.jpg","https://www.ospel.pl/sites/all/pliki/import/image/rysunki/karo/laczniki.pdf",null,"10AX/250~, IP-20 zaciski gwintowe","","",null,null,null,"BIAŁY",null,"0.073 kg","71 mm","71 mm","25 mm",null,null,"2025-05-08",null,"","https://www.ospel.pl/sites/all/pliki/import/image/podtynk/karo/biel/lp-2s_m_00.jpg","27.33.11.0","8536 50 07"]
[null,null,null,null,null,null,null,null,null,2466,"ŁP-2S/m/40","Łącznik dwugrupowy świecznikowy",28.6,1,"szt","PLN","23%","",5,null,null,null,null,"5907577455798",null,null,"KARO",null,null,"",null,5,null,"https://www.ospel.pl/sites/all/pliki/import/image/podtynk/karo/czek_metalik/lp-2s_m_40.jpg","https://www.ospel.pl/sites/all/pliki/import/image/rysunki/karo/laczniki.pdf",null,"10AX/250~, IP-20 zaciski gwintowe","","",null,null,null,"CZEKOLADOWY METALIK",null,"0.073 kg","71 mm","71 mm","25 mm",null,null,"2025-05-08",null,"","https://www.ospel.pl/sites/all/pliki/import/image/podtynk/karo/czek_metalik/lp-2s_m_40.jpg","27.33.11.0","8536 50 07"]
[null,null,null,null,null,null,null,null,null,2475,"ŁP-3S/m/42","Łącznik schodowy",26.6,1,"szt","PLN","23%","",5,null,null,null,null,"5907577456535",null,null,"KARO",null,null,"",null,5,null,"https://www.ospel.pl/sites/all/pliki/import/image/podtynk/karo/ecru_perla/lp-3s_m_42.jpg","https://www.ospel.pl/sites/all/pliki/import/image/rysunki/karo/laczniki.pdf",null,"10AX/250~, IP-20 zaciski gwintowe","","",null,null,null,"ECRU PERŁOWY",null,"0.072 kg","71 mm","71 mm","25 mm",null,null,"2025-05-08",null,"","https://www.ospel.pl/sites/all/pliki/import/image/podtynk/karo/ecru_perla/lp-3s_m_42.jpg","27.33.11.0","8536 50 07"]
[null,null,null,null,null,null,null,null,null,2488,"ŁP-4SS/m/43","Łącznik krzyżowy z podświetleniem niebieskim",36.5,1,"szt","PLN","23%","",5,null,null,null,null,"5907577457280",null,null,"KARO",null,null,"",null,5,null,"https://www.ospel.pl/sites/all/pliki/import/image/podtynk/karo/srebro_perla/lp-4ss_m_43.jpg","https://www.ospel.pl/sites/all/pliki/import/image/rysunki/karo/laczniki.pdf",null,"10AX/250~, IP-20 zaciski gwintowe","","",null,null,null,"SREBRNY PERŁOWY",null,"0.078 kg","71 mm","71 mm","25 mm",null,null,"2025-05-08",null,"","https://www.ospel.pl/sites/all/pliki/import/image/podtynk/karo/srebro_perla/lp-4ss_m_43.jpg","27.33.11.0","8536 50 07"]
[null,null,null,null,null,null,null,null,null,2492,"ŁP-5S/m/43","Łącznik zwierny \"światło\"",26.5,1,"szt","PLN","23%","",5,null,null,null,null,"5907577457297",null,null,"KARO",null,null,"",null,5,null,"https://www.ospel.pl/sites/all/pliki/import/image/podtynk/karo/srebro_perla/lp-5s_m_43.jpg","https://www.ospel.pl/sites/all/pliki/import/image/rysunki/karo/laczniki.pdf",null,"10AX/250~, IP-20 zaciski gwintowe","","",null,null,null,"SREBRNY PERŁOWY",null,"0.07 kg","71 mm","71 mm","25 mm",null,null,"2025-05-08",null,"","https://www.ospel.pl/sites/all/pliki/import/image/podtynk/karo/srebro_perla/lp-5s_m_43.jpg","27.33.11.0","8536 50 07"]
[null,null,null,null,null,null,null,null,null,2501,"ŁP-6SS/m/00","Łącznik zwierny \"dzwonek\" z podświetleniem pomarańczowym",25.2,1,"szt","PLN","23%","",10,null,null,null,null,"5907577453749",null,null,"KARO",null,null,"",null,10,null,"https://www.ospel.pl/sites/all/pliki/import/image/podtynk/karo/biel/lp-6ss_m_00.jpg","https://www.ospel.pl/sites/all/pliki/import/image/rysunki/karo/laczniki.pdf",null,"10AX/250~, IP-20 zaciski gwintowe","","",null,null,null,"BIAŁY",null,"0.071 kg","71 mm","71 mm","25 mm",null,null,"2025-05-08",null,"","https://www.ospel.pl/sites/all/pliki/import/image/podtynk/karo/biel/lp-6ss_m_00.jpg","27.33.11.0","8536 50 07"]
[null,null,null,null,null,null,null,null,null,2510,"ŁP-7SB/m/40","Łącznik żaluzjowy z blokadą mechaniczną",41.4,1,"szt","PLN","23%","",5,null,null,null,null,"5907577478872",null,null,"KARO",null,null,"",null,5,null,"https://www.ospel.pl/sites/all/pliki/import/image/podtynk/karo/czek_metalik/lp-7s_m_40.jpg","https://www.ospel.pl/sites/all/pliki/import/image/rysunki/karo/laczniki.pdf",null,"10AX/250~, IP-20 zaciski gwintowe","","",null,null,null,"CZEKOLADOWY METALIK",null,"0.075 kg","71 mm","71 mm","25 mm",null,null,"2025-05-08",null,"","https://www.ospel.pl/sites/all/pliki/import/image/podtynk/karo/czek_metalik/lp-7s_m_40.jpg","27.33.11.0","8536 50 07"]
[null,null,null,null,null,null,null,null,null,2513,"ŁP-7SBS/m/00","Łącznik żaluzjowy z podświetleniem pomarańczowym z blokadą mechaniczną",40,1,"szt","PLN","23%","",10,null,null,null,null,"5907577478902",null,null,"KARO",null,null,"",null,10,null,"https://www.ospel.pl/sites/all/pliki/import/image/podtynk/karo/biel/lp-7ss_m_00.jpg","https://www.ospel.pl/sites/all/pliki/import/image/rysunki/karo/laczniki.pdf",null,"10AX/250~, IP-20 zaciski gwintowe","","",null,null,null,"BIAŁY",null,"0.076 kg","71 mm","71 mm","25 mm",null,null,"2025-05-08",null,"","https://www.ospel.pl/sites/all/pliki/import/image/podtynk/karo/biel/lp-7ss_m_00.jpg","27.33.11.0","8536 50 07"]
[null,null,null,null,null,null,null,null,null,2527,"ŁP-8SL2/m/42","Ściemniacz uniwersalny do obciążenia żarowego, halogenowego oraz LED",204.8,1,"szt","PLN","23%","",5,null,null,null,null,"5907577478629",null,null,"KARO",null,null,"",null,5,null,"https://www.ospel.pl/sites/all/pliki/import/image/podtynk/karo/ecru_perla/lp-8s_m_42.jpg","https://www.ospel.pl/sites/all/pliki/import/image/rysunki/karo/sciemniacz.pdf",null,"LED 0-100W, GLS 10-250W, 230V~50Hz","","",null,null,null,"ECRU PERŁOWY",null,"0.093 kg","71 mm","71 mm","31 mm",null,null,"2025-05-08",null,"","https://www.ospel.pl/sites/all/pliki/import/image/podtynk/karo/ecru_perla/lp-8s_m_42.jpg","27.33.11.0","8536 50 05"]
[null,null,null,null,null,null,null,null,null,2528,"ŁP-8SL2/m/43","Ściemniacz uniwersalny do obciążenia żarowego, halogenowego oraz LED",204.8,1,"szt","PLN","23%","",5,null,null,null,null,"5907577478636",null,null,"KARO",null,null,"",null,5,null,"https://www.ospel.pl/sites/all/pliki/import/image/podtynk/karo/srebro_perla/lp-8s_m_43.jpg","https://www.ospel.pl/sites/all/pliki/import/image/rysunki/karo/sciemniacz.pdf",null,"LED 0-100W, GLS 10-250W, 230V~50Hz","","",null,null,null,"SREBRNY PERŁOWY",null,"0.093 kg","71 mm","71 mm","31 mm",null,null,"2025-05-08",null,"","https://www.ospel.pl/sites/all/pliki/import/image/podtynk/karo/srebro_perla/lp-8s_m_43.jpg","27.33.11.0","8536 50 05"]
[null,null,null,null,null,null,null,null,null,2536,"R-1S/43","Ramka pojedyncza",7.6,1,"szt","PLN","23%","",10,null,null,null,null,"5907577457822",null,null,"KARO",null,null,"",null,10,null,"https://www.ospel.pl/sites/all/pliki/import/image/podtynk/karo/srebro_perla/r-1s_43.jpg","https://www.ospel.pl/sites/all/pliki/import/image/rysunki/karo/ramka_pojedyncza.pdf",null,"Tworzywo ABS","","",null,null,null,"SREBRNY PERŁOWY",null,"0.014 kg","82 mm","82 mm","",null,null,"2025-05-08",null,"","https://www.ospel.pl/sites/all/pliki/import/image/podtynk/karo/srebro_perla/r-1s_43.jpg","27.33.13.0","8536 90 01"]
[null,null,null,null,null,null,null,null,null,2545,"R-2S/53","Ramka podwójna",10.3,1,"szt","PLN","23%","",10,null,null,null,null,"5907577476489",null,null,"KARO",null,null,"",null,10,null,"https://www.ospel.pl/sites/all/pliki/import/image/podtynk/karo/colors/r-2s_53.jpg","https://www.ospel.pl/sites/all/pliki/import/image/rysunki/karo/ramka_podwojna.pdf",null,"Tworzywo ABS","","",null,null,null,"LIMONKA",null,"0.022 kg","82 mm","153 mm","",null,null,"2025-05-08",null,"","https://www.ospel.pl/sites/all/pliki/import/image/podtynk/karo/colors/r-2s_53.jpg","27.33.13.0","8536 90 01"]
[null,null,null,null,null,null,null,null,null,2554,"R-3S/54","Ramka potrójna",15.6,1,"szt","PLN","23%","",10,null,null,null,null,"5907577476540",null,null,"KARO",null,null,"",null,10,null,"https://www.ospel.pl/sites/all/pliki/import/image/podtynk/karo/colors/r-3s_54.jpg","https://www.ospel.pl/sites/all/pliki/import/image/rysunki/karo/ramka_potrojna.pdf",null,"Tworzywo ABS","","",null,null,null,"LAWENDA",null,"0.03 kg","82 mm","224 mm","",null,null,"2025-05-08",null,"","https://www.ospel.pl/sites/all/pliki/import/image/podtynk/karo/colors/r-3s_54.jpg","27.33.13.0","8536 90 01"]
[null,null,null,null,null,null,null,null,null,2563,"R-4S/57","Ramka poczwórna",45,1,"szt","PLN","23%","",10,null,null,null,null,"5907577476724",null,null,"KARO",null,null,"",null,10,null,"https://www.ospel.pl/sites/all/pliki/import/image/podtynk/karo/colors/r-4s_57.jpg","https://www.ospel.pl/sites/all/pliki/import/image/rysunki/karo/ramka_poczworna.pdf",null,"Tworzywo ABS","","",null,null,null,"WENGE ",null,"0.045 kg","82 mm","295 mm","",null,null,"2025-05-08",null,"","https://www.ospel.pl/sites/all/pliki/import/image/podtynk/karo/colors/r-4s_57.jpg","27.33.13.0","8536 90 01"]
[null,null,null,null,null,null,null,null,null,2572,"R-5S/59","Ramka pięciokrotna",24,1,"szt","PLN","23%","",10,null,null,null,null,"5907577476830",null,null,"KARO",null,null,"",null,10,null,"https://www.ospel.pl/sites/all/pliki/import/image/podtynk/karo/colors/r-5s_59.jpg","https://www.ospel.pl/sites/all/pliki/import/image/rysunki/karo/ramka_pieciokrotna.pdf",null,"Tworzywo ABS","","",null,null,null,"SATYNOWY TURKUS",null,"0.055 kg","82 mm","366 mm","",null,null,"2025-05-08",null,"","https://www.ospel.pl/sites/all/pliki/import/image/podtynk/karo/colors/r-5s_59.jpg","27.33.13.0","8536 90 01"]
[null,null,null,null,null,null,null,null,null,2580,"RH-2S/43","Ramka podwójna do łączników IP-44",11,1,"szt","PLN","23%","",10,null,null,null,null,"5907577457884",null,null,"KARO",null,null,"",null,10,null,"https://www.ospel.pl/sites/all/pliki/import/image/podtynk/karo/srebro_perla/rh-2s_43.jpg","https://www.ospel.pl/sites/all/pliki/import/image/rysunki/karo/ramka_podwojna.pdf",null,"Tworzywo ABS","","",null,null,null,"SREBRNY PERŁOWY",null,"0.022 kg","82 mm","153 mm","",null,null,"2025-05-08",null,"","https://www.ospel.pl/sites/all/pliki/import/image/podtynk/karo/srebro_perla/rh-2s_43.jpg","27.33.13.0","8536 90 01"]
[null,null,null,null,null,null,null,null,null,2589,"RH-5S/00","Ramka pięciokrotna do łączników IP-44",20.6,1,"szt","PLN","23%","",10,null,null,null,null,"5907577457976",null,null,"KARO",null,null,"",null,10,null,"https://www.ospel.pl/sites/all/pliki/import/image/podtynk/karo/biel/rh-5s_00.jpg","https://www.ospel.pl/sites/all/pliki/import/image/rysunki/karo/ramka_pieciokrotna.pdf",null,"Tworzywo ABS","","",null,null,null,"BIAŁY",null,"0.055 kg","82 mm","366 mm","",null,null,"2025-05-08",null,"","https://www.ospel.pl/sites/all/pliki/import/image/podtynk/karo/biel/rh-5s_00.jpg","27.33.13.0","8536 90 01"]
[null,null,null,null,null,null,null,null,null,2590,"RH-5S/40","Ramka pięciokrotna do łączników IP-44",21.5,1,"szt","PLN","23%","",10,null,null,null,null,"5907577456474",null,null,"KARO",null,null,"",null,10,null,"https://www.ospel.pl/sites/all/pliki/import/image/podtynk/karo/czek_metalik/rh-5s_40.jpg","https://www.ospel.pl/sites/all/pliki/import/image/rysunki/karo/ramka_pieciokrotna.pdf",null,"Tworzywo ABS","","",null,null,null,"CZEKOLADOWY METALIK",null,"0.055 kg","82 mm","366 mm","",null,null,"2025-05-08",null,"","https://www.ospel.pl/sites/all/pliki/import/image/podtynk/karo/czek_metalik/rh-5s_40.jpg","27.33.13.0","8536 90 01"]
[null,null,null,null,null,null,null,null,null,2604,"Z-1S/m/43","Zaślepka",12.1,1,"szt","PLN","23%","",10,null,null,null,null,"5907577457921",null,null,"KARO",null,null,"",null,10,null,"https://www.ospel.pl/sites/all/pliki/import/image/podtynk/karo/srebro_perla/z-1s_m_43.jpg","",null,"Montaż do puszek fi 60","","",null,null,null,"SREBRNY PERŁOWY",null,"0.0445 kg","71 mm","71 mm","25 mm",null,null,"2025-05-08",null,"","https://www.ospel.pl/sites/all/pliki/import/image/podtynk/karo/srebro_perla/z-1s_m_43.jpg","27.12.23.0","8536 90 01"]
[null,null,null,null,null,null,null,null,null,2607,"GP-1W/45","Gniazdo pojedyncze",16.899999999999999,1,"szt","PLN","23%","",5,null,null,null,null,"5907577473600",null,null,"KIER",null,null,"",null,5,null,"https://www.ospel.pl/sites/all/pliki/import/image/podtynk/kier/satyna/gp-1w_45.jpg","https://www.ospel.pl/sites/all/pliki/import/image/rysunki/kier/gniazda_poj.jpg",null,"16A/250~, IP-20, zaciski gwintowe","","",null,null,null,"SATYNA LIGHT",null,"0.077 kg","82 mm","88 mm","26 mm",null,null,"2025-05-08",null,"","https://www.ospel.pl/sites/all/pliki/import/image/podtynk/kier/satyna/gp-1w_45.jpg","27.33.13.0","8536 69 90"]
[null,null,null,null,null,null,null,null,null,2616,"GP-1WS/52","Gniazdo pojedyncze z uziemieniem schuko",21.5,1,"szt","PLN","23%","",5,null,null,null,null,"5907577474218",null,null,"KIER",null,null,"",null,5,null,"https://www.ospel.pl/sites/all/pliki/import/image/podtynk/kier/braz/gp-1ws_52.jpg","https://www.ospel.pl/sites/all/pliki/import/image/rysunki/kier/gniazda_poj_schuko.jpg",null,"16A/250~, IP-20, zaciski gwintowe","","",null,null,null,"BRĄZOWY METALIK",null,"0.084 kg","82 mm","88 mm","29 mm",null,null,"2025-05-08",null,"","https://www.ospel.pl/sites/all/pliki/import/image/podtynk/kier/braz/gp-1ws_52.jpg","27.33.13.0","8536 69 90"]
[null,null,null,null,null,null,null,null,null,2624,"GP-1WZ/52","Gniazdo pojedyncze z uziemieniem",17.3,1,"szt","PLN","23%","",5,null,null,null,null,"5907577474195",null,null,"KIER",null,null,"",null,5,null,"https://www.ospel.pl/sites/all/pliki/import/image/podtynk/kier/braz/gp-1wz_52.jpg","https://www.ospel.pl/sites/all/pliki/import/image/rysunki/kier/gniazda_poj.jpg",null,"16A/250~, IP-20, zaciski gwintowe","","",null,null,null,"BRĄZOWY METALIK",null,"0.083 kg","82 mm","88 mm","26 mm",null,null,"2025-05-08",null,"","https://www.ospel.pl/sites/all/pliki/import/image/podtynk/kier/braz/gp-1wz_52.jpg","27.33.13.0","8536 69 90"]
[null,null,null,null,null,null,null,null,null,2633,"GP-2W/01","Gniazdo podwójne",14.8,1,"szt","PLN","23%","",10,null,null,null,null,"5907577470821",null,null,"KIER",null,null,"",null,10,null,"https://www.ospel.pl/sites/all/pliki/import/image/podtynk/kier/bez/gp-2w_01.jpg","https://www.ospel.pl/sites/all/pliki/import/image/rysunki/kier/gniazda_pod.jpg",null,"16A/250~, IP-20, zaciski gwintowe","","",null,null,null,"BEŻOWY",null,"0.084 kg","82 mm","88 mm","27 mm",null,null,"2025-05-08",null,"","https://www.ospel.pl/sites/all/pliki/import/image/podtynk/kier/bez/gp-2w_01.jpg","27.33.13.0","8536 69 90"]
[null,null,null,null,null,null,null,null,null,2642,"GP-2WS/45","Gniazdo podwójne z uziemieniem schuko",26.5,1,"szt","PLN","23%","",5,null,null,null,null,"5907577473747",null,null,"KIER",null,null,"",null,5,null,"https://www.ospel.pl/sites/all/pliki/import/image/podtynk/kier/satyna/gp-2ws_45.jpg","",null,"16A/250~, IP-20, zaciski gwintowe","","",null,null,null,"SATYNA LIGHT",null,"0.091 kg","87 mm","88 mm","22 mm",null,null,"2025-05-08",null,"","https://www.ospel.pl/sites/all/pliki/import/image/podtynk/kier/satyna/gp-2ws_45.jpg","27.33.13.0","8536 69 90"]
[null,null,null,null,null,null,null,null,null,2651,"GP-2WZ/52","Gniazdo podwójne z uziemieniem",21.1,1,"szt","PLN","23%","",5,null,null,null,null,"5907577474294",null,null,"KIER",null,null,"",null,5,null,"https://www.ospel.pl/sites/all/pliki/import/image/podtynk/kier/braz/gp-2wz_52.jpg","https://www.ospel.pl/sites/all/pliki/import/image/rysunki/kier/gniazda_pod.jpg",null,"16A/250~, IP-20, zaciski gwintowe","","",null,null,null,"BRĄZOWY METALIK",null,"0.095 kg","82 mm","88 mm","27 mm",null,null,"2025-05-08",null,"","https://www.ospel.pl/sites/all/pliki/import/image/podtynk/kier/braz/gp-2wz_52.jpg","27.33.13.0","8536 69 90"]
[null,null,null,null,null,null,null,null,null,2656,"GPA-10WP/00","Gniazdo RTV przelotowe 10-dB",56,1,"szt","PLN","23%","",10,null,null,null,null,"5907577463151",null,null,"KIER",null,null,"",null,10,null,"https://www.ospel.pl/sites/all/pliki/import/image/podtynk/kier/biel/gpa-wk_00.jpg","https://www.ospel.pl/sites/all/pliki/import/image/rysunki/kier/gniazda_rtv.jpg",null,"Współczynnik tłumienia 10dB","","",null,null,null,"BIAŁY",null,"0.118 kg","82 mm","88 mm","24 mm",null,null,"2025-05-08",null,"","https://www.ospel.pl/sites/all/pliki/import/image/podtynk/kier/biel/gpa-wk_00.jpg","26.40.52.0","8517 18 00"]
[null,null,null,null,null,null,null,null,null,2660,"GPA-10WPZ/00","Gniazdo RTV zakończeniowe",57.6,1,"szt","PLN","23%","",10,null,null,null,null,"5907577463168",null,null,"KIER",null,null,"",null,10,null,"https://www.ospel.pl/sites/all/pliki/import/image/podtynk/kier/biel/gpa-wk_00.jpg","https://www.ospel.pl/sites/all/pliki/import/image/rysunki/kier/gniazda_rtv.jpg",null,"Współczynnik tłumienia 10dB","","",null,null,null,"BIAŁY",null,"0.118 kg","82 mm","88 mm","24 mm",null,null,"2025-05-08",null,"","https://www.ospel.pl/sites/all/pliki/import/image/podtynk/kier/biel/gpa-wk_00.jpg","26.40.52.0","8517 18 00"]
[null,null,null,null,null,null,null,null,null,2669,"GPA-16WP/01","Gniazdo RTV przelotowe 16-dB",56,1,"szt","PLN","23%","",10,null,null,null,null,"5907577470920",null,null,"KIER",null,null,"",null,10,null,"https://www.ospel.pl/sites/all/pliki/import/image/podtynk/kier/bez/gpa-wk_01.jpg","https://www.ospel.pl/sites/all/pliki/import/image/rysunki/kier/gniazda_rtv.jpg",null,"Współczynnik tłumienia 16dB","","",null,null,null,"BEŻOWY",null,"0.118 kg","82 mm","88 mm","24 mm",null,null,"2025-05-08",null,"","https://www.ospel.pl/sites/all/pliki/import/image/podtynk/kier/bez/gpa-wk_01.jpg","26.40.52.0","8517 18 00"]
[null,null,null,null,null,null,null,null,null,2678,"GPA-2WF/45","Gniazdo antenowe typu F podwójne",32.5,1,"szt","PLN","23%","",5,null,null,null,null,"5907577473860",null,null,"KIER",null,null,"",null,5,null,"https://www.ospel.pl/sites/all/pliki/import/image/podtynk/kier/satyna/gpa-2wf_45.jpg","https://www.ospel.pl/sites/all/pliki/import/image/rysunki/kier/gniazda_rtv.jpg",null,"Złącze typu F","","",null,null,null,"SATYNA LIGHT",null,"0.057 kg","82 mm","88 mm","24 mm",null,null,"2025-05-08",null,"","https://www.ospel.pl/sites/all/pliki/import/image/podtynk/kier/satyna/gpa-2wf_45.jpg","26.40.52.0","8517 18 00"]
[null,null,null,null,null,null,null,null,null,2685,"GPA-WK/01","Gniazdo RTV końcowe",52.8,1,"szt","PLN","23%","",10,null,null,null,null,"5907577470937",null,null,"KIER",null,null,"",null,10,null,"https://www.ospel.pl/sites/all/pliki/import/image/podtynk/kier/bez/gpa-wk_01.jpg","https://www.ospel.pl/sites/all/pliki/import/image/rysunki/kier/gniazda_rtv.jpg",null,"Współczynnik tłumienia 2,5-3dB","","",null,null,null,"BEŻOWY",null,"0.117 kg","82 mm","88 mm","24 mm",null,null,"2025-05-08",null,"","https://www.ospel.pl/sites/all/pliki/import/image/podtynk/kier/bez/gpa-wk_01.jpg","26.40.52.0","8517 18 00"]
[null,null,null,null,null,null,null,null,null,2695,"GPA-WSP/52","Gniazdo RTV-SAT przelotowe",112,1,"szt","PLN","23%","",5,null,null,null,null,"5907577474409",null,null,"KIER",null,null,"",null,5,null,"https://www.ospel.pl/sites/all/pliki/import/image/podtynk/kier/braz/gpa-wsp_52.jpg","https://www.ospel.pl/sites/all/pliki/import/image/rysunki/kier/gniazda_rtv.jpg",null,"Współczynnik tłumienia 1,2dB","","",null,null,null,"BRĄZOWY METALIK",null,"0.127 kg","82 mm","88 mm","24 mm",null,null,"2025-05-08",null,"","https://www.ospel.pl/sites/all/pliki/import/image/podtynk/kier/braz/gpa-wsp_52.jpg","26.40.52.0","8517 18 00"]
[null,null,null,null,null,null,null,null,null,2704,"GPH-1WSP/01/d","Gniazdo bryzgoszczelne z uziemieniem schuko IP-44 z przesłonami torów prądowych wieczko przezroczyste",27.2,1,"szt","PLN","23%","",10,null,null,null,null,"5907577470791",null,null,"KIER",null,null,"",null,10,null,"https://www.ospel.pl/sites/all/pliki/import/image/podtynk/kier/bez/gph-1wsp_01_d.jpg","https://www.ospel.pl/sites/all/pliki/import/image/rysunki/kier/gniazda_poj_ip-44.jpg",null,"16A/250~, IP-44 zaciski gwintowe","","",null,null,null,"BEŻOWY",null,"0.103 kg","83 mm","88 mm","27 mm",null,null,"2025-05-08",null,"","https://www.ospel.pl/sites/all/pliki/import/image/podtynk/kier/bez/gph-1wsp_01_d.jpg","27.33.13.0","8536 69 90"]
[null,null,null,null,null,null,null,null,null,2708,"GPH-1WZ/00/d","Gniazdo bryzgoszczelne z uziemieniem IP-44 wieczko przezroczyste",23,1,"szt","PLN","23%","",10,null,null,null,null,"5907577463007",null,null,"KIER",null,null,"",null,10,null,"https://www.ospel.pl/sites/all/pliki/import/image/podtynk/kier/biel/gph-1wz_00_d.jpg","https://www.ospel.pl/sites/all/pliki/import/image/rysunki/kier/gniazda_poj_ip-44.jpg",null,"16A/250~, IP-44 zaciski gwintowe","","",null,null,null,"BIAŁY",null,"0.103 kg","83 mm","88 mm","27 mm",null,null,"2025-05-08",null,"","https://www.ospel.pl/sites/all/pliki/import/image/podtynk/kier/biel/gph-1wz_00_d.jpg","27.33.13.0","8536 69 90"]
[null,null,null,null,null,null,null,null,null,2713,"GPH-1WZ/52/d","Gniazdo bryzgoszczelne z uziemieniem IP-44 wieczko przezroczyste",27,1,"szt","PLN","23%","",5,null,null,null,null,"5907577474232",null,null,"KIER",null,null,"",null,5,null,"https://www.ospel.pl/sites/all/pliki/import/image/podtynk/kier/braz/gph-1wz_52_d.jpg","https://www.ospel.pl/sites/all/pliki/import/image/rysunki/kier/gniazda_poj_ip-44.jpg",null,"16A/250~, IP-44 zaciski gwintowe","","",null,null,null,"BRĄZOWY METALIK",null,"0.103 kg","83 mm","88 mm","27 mm",null,null,"2025-05-08",null,"","https://www.ospel.pl/sites/all/pliki/import/image/podtynk/kier/braz/gph-1wz_52_d.jpg","27.33.13.0","8536 69 90"]
[null,null,null,null,null,null,null,null,null,2722,"GPK-1W/K/45","Gniazdo komputerowe pojedyncze, kat. 5e MMC",58.8,1,"szt","PLN","23%","",5,null,null,null,null,"5907577473907",null,null,"KIER",null,null,"",null,5,null,"https://www.ospel.pl/sites/all/pliki/import/image/podtynk/kier/satyna/gpk-1w_k_45.jpg","https://www.ospel.pl/sites/all/pliki/import/image/rysunki/kier/gniazda_tel_komp.jpg",null,"Złącze IDC","","",null,null,null,"SATYNA LIGHT",null,"0.049 kg","82 mm","88 mm","21 mm",null,null,"2025-05-08",null,"","https://www.ospel.pl/sites/all/pliki/import/image/podtynk/kier/satyna/gpk-1w_k_45.jpg","26.30.30.0","8517 18 00"]
[null,null,null,null,null,null,null,null,null,2731,"GPK-2W/K/52","Gniazdo komputerowe podwójne, kat. 5e MMC",94.6,1,"szt","PLN","23%","",5,null,null,null,null,"5907577474492",null,null,"KIER",null,null,"",null,5,null,"https://www.ospel.pl/sites/all/pliki/import/image/podtynk/kier/braz/gpk-2w_k_52.jpg","https://www.ospel.pl/sites/all/pliki/import/image/rysunki/kier/gniazda_tel_komp.jpg",null,"Złącze IDC","","",null,null,null,"BRĄZOWY METALIK",null,"0.054 kg","82 mm","88 mm","21 mm",null,null,"2025-05-08",null,"","https://www.ospel.pl/sites/all/pliki/import/image/podtynk/kier/braz/gpk-2w_k_52.jpg","26.30.30.0","8517 18 00"]
[null,null,null,null,null,null,null,null,null,2740,"GPT-1W/00","Gniazdo telefoniczne pojedyncze",20.9,1,"szt","PLN","23%","",10,null,null,null,null,"5907577463250",null,null,"KIER",null,null,"",null,10,null,"https://www.ospel.pl/sites/all/pliki/import/image/podtynk/kier/biel/gpt-1w_00.jpg","https://www.ospel.pl/sites/all/pliki/import/image/rysunki/kier/gniazda_tel_komp.jpg",null,"Zaciski gwintowe","","",null,null,null,"BIAŁY",null,"0.049 kg","82 mm","88 mm","21 mm",null,null,"2025-05-08",null,"","https://www.ospel.pl/sites/all/pliki/import/image/podtynk/kier/biel/gpt-1w_00.jpg","26.30.30.0","8517 18 00"]
[null,null,null,null,null,null,null,null,null,2748,"GPT-2WR/00","Gniazdo telefoniczne podwójne równoległe",37.299999999999997,1,"szt","PLN","23%","",10,null,null,null,null,"5907577463274",null,null,"KIER",null,null,"",null,10,null,"https://www.ospel.pl/sites/all/pliki/import/image/podtynk/kier/biel/gpt-2w_00.jpg","https://www.ospel.pl/sites/all/pliki/import/image/rysunki/kier/gniazda_tel_komp.jpg",null,"Zaciski gwintowe","","",null,null,null,"BIAŁY",null,"0.055 kg","82 mm","88 mm","21 mm",null,null,"2025-05-08",null,"","https://www.ospel.pl/sites/all/pliki/import/image/podtynk/kier/biel/gpt-2w_00.jpg","26.30.30.0","8517 18 00"]
[null,null,null,null,null,null,null,null,null,2757,"ŁP-11W/01","Łącznik dwubiegunowy",27.7,1,"szt","PLN","23%","",10,null,null,null,null,"5907577470647",null,null,"KIER",null,null,"",null,10,null,"https://www.ospel.pl/sites/all/pliki/import/image/podtynk/kier/bez/lp-11w_01.jpg","https://www.ospel.pl/sites/all/pliki/import/image/rysunki/kier/laczniki.jpg",null,"10AX/250~, IP-20 zaciski gwintowe","","",null,null,null,"BEŻOWY",null,"0.073 kg","82 mm","88 mm","26 mm",null,null,"2025-05-08",null,"https://www.ospel.pl/sites/all/pliki/import/image/schematy/lacznik_dwubiegunowy.jpg","https://www.ospel.pl/sites/all/pliki/import/image/podtynk/kier/bez/lp-11w_01.jpg","27.33.11.0","8536 50 07"]
[null,null,null,null,null,null,null,null,null,2766,"ŁP-12WS/45","Łącznik kontrolny z podświetleniem niebieskim",34.299999999999997,1,"szt","PLN","23%","",5,null,null,null,null,"5907577473556",null,null,"KIER",null,null,"",null,5,null,"https://www.ospel.pl/sites/all/pliki/import/image/podtynk/kier/satyna/lp-1ws_45.jpg","https://www.ospel.pl/sites/all/pliki/import/image/rysunki/kier/laczniki.jpg",null,"10AX/250~, IP-20 zaciski gwintowe","","",null,null,null,"SATYNA LIGHT",null,"0.068 kg","82 mm","88 mm","26 mm",null,null,"2025-05-08",null,"","https://www.ospel.pl/sites/all/pliki/import/image/podtynk/kier/satyna/lp-1ws_45.jpg","27.33.11.0","8536 50 07"]
[null,null,null,null,null,null,null,null,null,2769,"ŁP-17W/01","Łącznik podwójny zwierny",31.5,1,"szt","PLN","23%","",10,null,null,null,null,"5907577470692",null,null,"KIER",null,null,"",null,10,null,"https://www.ospel.pl/sites/all/pliki/import/image/podtynk/kier/bez/lp-2w_01.jpg","https://www.ospel.pl/sites/all/pliki/import/image/rysunki/kier/laczniki.jpg",null,"10AX/250~, IP-20 zaciski gwintowe","","",null,null,null,"BEŻOWY",null,"0.07 kg","82 mm","88 mm","26 mm",null,null,"2025-05-08",null,"","https://www.ospel.pl/sites/all/pliki/import/image/podtynk/kier/bez/lp-2w_01.jpg","27.33.11.0","8536 50 07"]
[null,null,null,null,null,null,null,null,null,2775,"ŁP-1W/52","Łącznik jednobiegunowy",18.5,1,"szt","PLN","23%","",5,null,null,null,null,"5907577473969",null,null,"KIER",null,null,"",null,5,null,"https://www.ospel.pl/sites/all/pliki/import/image/podtynk/kier/braz/lp-1w_52.jpg","https://www.ospel.pl/sites/all/pliki/import/image/rysunki/kier/laczniki.jpg",null,"10AX/250~, IP-20 zaciski gwintowe","","",null,null,null,"BRĄZOWY METALIK",null,"0.063 kg","82 mm","88 mm","26 mm",null,null,"2025-05-08",null,"","https://www.ospel.pl/sites/all/pliki/import/image/podtynk/kier/braz/lp-1w_52.jpg","27.33.11.0","8536 50 07"]
[null,null,null,null,null,null,null,null,null,2784,"ŁP-2WS/00","Łącznik dwugrupowy świecznikowy z podświetleniem pomarańczowym",23.6,1,"szt","PLN","23%","",10,null,null,null,null,"5907577462734",null,null,"KIER",null,null,"",null,10,null,"https://www.ospel.pl/sites/all/pliki/import/image/podtynk/kier/biel/lp-2ws_00.jpg","https://www.ospel.pl/sites/all/pliki/import/image/rysunki/kier/laczniki.jpg",null,"10AX/250~, IP-20 zaciski gwintowe","","",null,null,null,"BIAŁY",null,"0.071 kg","82 mm","88 mm","26 mm",null,null,"2025-05-08",null,"","https://www.ospel.pl/sites/all/pliki/import/image/podtynk/kier/biel/lp-2ws_00.jpg","27.33.11.0","8536 50 07"]
[null,null,null,null,null,null,null,null,null,2792,"ŁP-3WS/00","Łącznik schodowy z podświetleniem pomarańczowym",24,1,"szt","PLN","23%","",10,null,null,null,null,"5907577462758",null,null,"KIER",null,null,"",null,10,null,"https://www.ospel.pl/sites/all/pliki/import/image/podtynk/kier/biel/lp-3ws_00.jpg","https://www.ospel.pl/sites/all/pliki/import/image/rysunki/kier/laczniki.jpg",null,"10AX/250~, IP-20 zaciski gwintowe","","",null,null,null,"BIAŁY",null,"0.07 kg","82 mm","88 mm","26 mm",null,null,"2025-05-08",null,"","https://www.ospel.pl/sites/all/pliki/import/image/podtynk/kier/biel/lp-3ws_00.jpg","27.33.11.0","8536 50 07"]
[null,null,null,null,null,null,null,null,null,2801,"ŁP-4WS/01","Łącznik krzyżowy z podświetleniem pomarańczowym",31.1,1,"szt","PLN","23%","",10,null,null,null,null,"5907577470579",null,null,"KIER",null,null,"",null,10,null,"https://www.ospel.pl/sites/all/pliki/import/image/podtynk/kier/bez/lp-4ws_01.jpg","https://www.ospel.pl/sites/all/pliki/import/image/rysunki/kier/laczniki.jpg",null,"10AX/250~, IP-20 zaciski gwintowe","","",null,null,null,"BEŻOWY",null,"0.076 kg","82 mm","88 mm","26 mm",null,null,"2025-05-08",null,"","https://www.ospel.pl/sites/all/pliki/import/image/podtynk/kier/bez/lp-4ws_01.jpg","27.33.11.0","8536 50 07"]
[null,null,null,null,null,null,null,null,null,2810,"ŁP-5WS/45","Łącznik zwierny \"światło\" z podświetleniem niebieskim",27.7,1,"szt","PLN","23%","",5,null,null,null,null,"5907577473488",null,null,"KIER",null,null,"",null,5,null,"https://www.ospel.pl/sites/all/pliki/import/image/podtynk/kier/satyna/lp-5ws_45.jpg","https://www.ospel.pl/sites/all/pliki/import/image/rysunki/kier/laczniki.jpg",null,"10AX/250~, IP-20 zaciski gwintowe","","",null,null,null,"SATYNA LIGHT",null,"0.066 kg","82 mm","88 mm","26 mm",null,null,"2025-05-08",null,"","https://www.ospel.pl/sites/all/pliki/import/image/podtynk/kier/satyna/lp-5ws_45.jpg","27.33.11.0","8536 50 07"]
[null,null,null,null,null,null,null,null,null,2819,"ŁP-6WS/52","Łącznik zwierny \"dzwonek\" z podświetleniem niebieskim",27.7,1,"szt","PLN","23%","",5,null,null,null,null,"5907577474072",null,null,"KIER",null,null,"",null,5,null,"https://www.ospel.pl/sites/all/pliki/import/image/podtynk/kier/braz/lp-6ws_52.jpg","https://www.ospel.pl/sites/all/pliki/import/image/rysunki/kier/laczniki.jpg",null,"10AX/250~, IP-20 zaciski gwintowe","","",null,null,null,"BRĄZOWY METALIK",null,"0.066 kg","82 mm","88 mm","26 mm",null,null,"2025-05-08",null,"","https://www.ospel.pl/sites/all/pliki/import/image/podtynk/kier/braz/lp-6ws_52.jpg","27.33.11.0","8536 50 07"]
[null,null,null,null,null,null,null,null,null,2824,"ŁP-7WB/00","Łącznik żaluzjowy z blokadą mechaniczną",34.299999999999997,1,"szt","PLN","23%","",10,null,null,null,null,"5907577478308",null,null,"KIER",null,null,"",null,10,null,"https://www.ospel.pl/sites/all/pliki/import/image/podtynk/kier/biel/lp-7w_00.jpg","https://www.ospel.pl/sites/all/pliki/import/image/rysunki/kier/laczniki.jpg",null,"10AX/250~, IP-20 zaciski gwintowe","","",null,null,null,"BIAŁY",null,"0.071 kg","82 mm","88 mm","26 mm",null,null,"2025-05-08",null,"","https://www.ospel.pl/sites/all/pliki/import/image/podtynk/kier/biel/lp-7w_00.jpg","27.33.11.0","8536 50 07"]
[null,null,null,null,null,null,null,null,null,2836,"ŁP-8W/00","Ściemniacz przyciskowo-obrotowy przystosowany do obciążenia żarowego i halogenowego",114.9,1,"szt","PLN","23%","",5,null,null,null,null,"5907577462901",null,null,"KIER",null,null,"",null,5,null,"https://www.ospel.pl/sites/all/pliki/import/image/podtynk/kier/biel/lp-8w_00.jpg","https://www.ospel.pl/sites/all/pliki/import/image/rysunki/kier/sciemniacz.jpg",null,"40-400W, 230V~50Hz, zaciski gwintowe","","",null,null,null,"BIAŁY",null,"0.138 kg","82 mm","88 mm","31 mm",null,null,"2025-05-08",null,"https://www.ospel.pl/sites/all/pliki/import/image/schematy/sciemniacze.pdf","https://www.ospel.pl/sites/all/pliki/import/image/podtynk/kier/biel/lp-8w_00.jpg","27.33.11.0","8536 50 05"]
[null,null,null,null,null,null,null,null,null,2837,"ŁP-8W/01","Ściemniacz przyciskowo-obrotowy przystosowany do obciążenia żarowego i halogenowego",114.9,1,"szt","PLN","23%","",5,null,null,null,null,"5907577470708",null,null,"KIER",null,null,"",null,5,null,"https://www.ospel.pl/sites/all/pliki/import/image/podtynk/kier/bez/lp-8w_01.jpg","https://www.ospel.pl/sites/all/pliki/import/image/rysunki/kier/sciemniacz.jpg",null,"40-400W, 230V~50Hz, zaciski gwintowe","","",null,null,null,"BEŻOWY",null,"0.138 kg","82 mm","88 mm","31 mm",null,null,"2025-05-08",null,"https://www.ospel.pl/sites/all/pliki/import/image/schematy/sciemniacze.pdf","https://www.ospel.pl/sites/all/pliki/import/image/podtynk/kier/bez/lp-8w_01.jpg","27.33.11.0","8536 50 05"]
[null,null,null,null,null,null,null,null,null,2846,"ŁP-9W/45","Łącznik schodowy + jednobiegunowy",34.299999999999997,1,"szt","PLN","23%","",5,null,null,null,null,"5907577473563",null,null,"KIER",null,null,"",null,5,null,"https://www.ospel.pl/sites/all/pliki/import/image/podtynk/kier/satyna/lp-2w_45.jpg","https://www.ospel.pl/sites/all/pliki/import/image/rysunki/kier/laczniki.jpg",null,"10AX/250~, IP-20 zaciski gwintowe","","",null,null,null,"SATYNA LIGHT",null,"0.076 kg","82 mm","88 mm","26 mm",null,null,"2025-05-08",null,"","https://www.ospel.pl/sites/all/pliki/import/image/podtynk/kier/satyna/lp-2w_45.jpg","27.33.11.0","8536 50 07"]
[null,null,null,null,null,null,null,null,null,2853,"KS-1","Kondensator do świetlówek energooszczędnych",14,1,"szt","PLN","23%","",25,null,null,null,null,"5907577442224",null,null,"KONDENSATORY",null,null,"",null,25,null,"https://www.ospel.pl/sites/all/pliki/import/image/akcesoria/ks-1.jpg","",null,"","","",null,null,null,"",null,"","","","",null,null,"2025-05-08",null,"https://www.ospel.pl/sites/all/pliki/import/image/schematy/kondensator.jpg","https://www.ospel.pl/sites/all/pliki/import/image/akcesoria/ks-1.jpg","27.90.52.0","8532 10 00"]
[null,null,null,null,null,null,null,null,null,2863,"ŁNH-5L/00","Łącznik zwierny \"światło\"",19.600000000000001,1,"szt","PLN","23%","",10,null,null,null,null,"5907577400255",null,null,"LAMBDA",null,null,"",null,10,null,"https://www.ospel.pl/sites/all/pliki/import/image/natynk/lambda/lnh-5l.jpg","",null,"","","",null,null,null,"BIAŁY",null,"","85 mm","67 mm","",null,null,"2025-05-08",null,"https://www.ospel.pl/sites/all/pliki/import/image/schematy/lacznik_zwierny_swiatlo.jpg","https://www.ospel.pl/sites/all/pliki/import/image/natynk/lambda/lnh-5l.jpg","27.33.11.0","8536 50 07"]
[null,null,null,null,null,null,null,null,null,2872,"GNH-1NZ/00/w","Gniazdo pojedyncze z uziemieniem wieczko w kolorze wyrobu",16.600000000000001,1,"szt","PLN","23%","",10,null,null,null,null,"5907577450472",null,null,"MADERA",null,null,"",null,10,null,"https://www.ospel.pl/sites/all/pliki/import/image/natynk/madera/gnh-1nz_00_w.jpg","https://www.ospel.pl/sites/all/pliki/import/image/rysunki/madera/gniazdo_poj.jpg",null,"16A/250~, IP-44, zaciski gwintowe","","",null,null,null,"BIAŁY",null,"0.0930 kg","70 mm","65 mm","",null,null,"2025-05-08",null,"","https://www.ospel.pl/sites/all/pliki/import/image/natynk/madera/gnh-1nz_00_w.jpg","27.33.13.0","8536 69 90"]
[null,null,null,null,null,null,null,null,null,2876,"GNH-2NS/00/w","Gniazdo podwójne z uziemieniem schuko wieczko w kolorze wyrobu",44.7,1,"szt","PLN","23%","",5,null,null,null,null,"5907577450717",null,null,"MADERA",null,null,"",null,5,null,"https://www.ospel.pl/sites/all/pliki/import/image/natynk/madera/gnh-2ns_00_w.jpg","https://www.ospel.pl/sites/all/pliki/import/image/rysunki/madera/gniazdo_pod.jpg",null,"16A/250~, IP-44, zaciski gwintowe","","",null,null,null,"BIAŁY",null,"0.1870 kg","70 mm","130 mm","",null,null,"2025-05-08",null,"","https://www.ospel.pl/sites/all/pliki/import/image/natynk/madera/gnh-2ns_00_w.jpg","27.33.13.0","8536 69 90"]
[null,null,null,null,null,null,null,null,null,2889,"GNH-3NZP/00/d","Gniazdo potrójne z uziemieniem z przesłonami torów prądowych wieczko przezroczyste",56.6,1,"szt","PLN","23%","",3,null,null,null,null,"5907577450564",null,null,"MADERA",null,null,"",null,3,null,"https://www.ospel.pl/sites/all/pliki/import/image/natynk/madera/gnh-3nzp_00_d.jpg","https://www.ospel.pl/sites/all/pliki/import/image/rysunki/madera/gniazdo_potrojne.jpg",null,"16A/250~, IP-44, zaciski gwintowe","","",null,null,null,"BIAŁY",null,"0.2760 kg","70 mm","195 mm","",null,null,"2025-05-08",null,"","https://www.ospel.pl/sites/all/pliki/import/image/natynk/madera/gnh-3nzp_00_d.jpg","27.33.13.0","8536 69 90"]
[null,null,null,null,null,null,null,null,null,2898,"ŁNH-3NS/00","Łącznik schodowy z podświetleniem pomarańczowym",24.3,1,"szt","PLN","23%","",10,null,null,null,null,"5907577450397",null,null,"MADERA",null,null,"",null,10,null,"https://www.ospel.pl/sites/all/pliki/import/image/natynk/madera/lnh-3ns_00.jpg","https://www.ospel.pl/sites/all/pliki/import/image/rysunki/madera/laczniki.jpg",null,"10AX/250~, IP-44 zaciski gwintowe","","",null,null,null,"BIAŁY",null,"0.085 kg","70 mm","65 mm","",null,null,"2025-05-08",null,"","https://www.ospel.pl/sites/all/pliki/import/image/natynk/madera/lnh-3ns_00.jpg","27.33.11.0","8536 50 07"]
[null,null,null,null,null,null,null,null,null,2899,"ŁNH-4N/00","Łącznik krzyżowy",30,1,"szt","PLN","23%","",10,null,null,null,null,"5907577450335",null,null,"MADERA",null,null,"",null,10,null,"https://www.ospel.pl/sites/all/pliki/import/image/natynk/madera/lnh-4n_00.jpg","https://www.ospel.pl/sites/all/pliki/import/image/rysunki/madera/laczniki.jpg",null,"10AX/250~, IP-44 zaciski gwintowe","","",null,null,null,"BIAŁY",null,"0.089 kg","70 mm","65 mm","",null,null,"2025-05-08",null,"","https://www.ospel.pl/sites/all/pliki/import/image/natynk/madera/lnh-4n_00.jpg","27.33.11.0","8536 50 07"]
[null,null,null,null,null,null,null,null,null,2912,"ZH-NŁ2G/00/w","Zestaw Łącznik dwugrupowy świecznikowy + Gniazdo pojedyncze wieczko w kolorze wyrobu",36.200000000000003,1,"szt","PLN","23%","",5,null,null,null,null,"5907577450632",null,null,"MADERA",null,null,"",null,5,null,"https://www.ospel.pl/sites/all/pliki/import/image/natynk/madera/zh-nl2g_00_w.jpg","https://www.ospel.pl/sites/all/pliki/import/image/rysunki/madera/zestaw.jpg",null,"10AX/16A/250~, IP-44 zaciski gwintowe","","",null,null,null,"BIAŁY",null,"0.1600 kg","70 mm","130 mm","",null,null,"2025-05-08",null,"","https://www.ospel.pl/sites/all/pliki/import/image/natynk/madera/zh-nl2g_00_w.jpg","27.33.13.0","8536 49 00"]
[null,null,null,null,null,null,null,null,null,2916,"LP-1P","Moduł podświetlenia pomarańczowy",5.4,1,"szt","PLN","23%","",0,null,null,null,null,"5907577455132",null,null,"MODUŁ PODŚWIETLENIA",null,null,"",null,0,null,"https://www.ospel.pl/sites/all/pliki/import/image/podtynk/podswietlenie/lp-01.jpg","",null,"0,1W","","",null,null,null,"",null,"","","","",null,null,"2025-05-08",null,"","https://www.ospel.pl/sites/all/pliki/import/image/podtynk/podswietlenie/lp-01.jpg","27.33.13.0","8536 90 01"]
[null,null,null,null,null,null,null,null,null,2925,"MG-RCA/W","Moduł gniazda RCA biały",18.29,1,"szt","PLN","23%","",10,null,null,null,null,"5907577494711",null,null,"MODUŁY TELEINFORMATYCZNE",null,null,"",null,10,null,"https://www.ospel.pl/sites/all/pliki/import/image/podtynk/modul_komp/mg-rca_w.jpg","",null,"","","",null,null,null,"",null,"","","","",null,null,"2025-05-08",null,"","https://www.ospel.pl/sites/all/pliki/import/image/podtynk/modul_komp/mg-rca_w.jpg","26.30.30.0","8517 18 00"]
[null,null,null,null,null,null,null,null,null,2934,"MGK-M5","Moduł gniazda komputerowego MOLEX RJ45 kat 5e",37.86,1,"szt","PLN","23%","",10,null,null,null,null,"5907577455415",null,null,"MODUŁY TELEINFORMATYCZNE",null,null,"",null,10,null,"https://www.ospel.pl/sites/all/pliki/import/image/podtynk/modul_komp/mgk-m5_molex.jpg","",null,"","","",null,null,null,"",null,"","","","",null,null,"2025-05-08",null,"","https://www.ospel.pl/sites/all/pliki/import/image/podtynk/modul_komp/mgk-m5_molex.jpg","26.30.30.0","8536 69 90"]
[null,null,null,null,null,null,null,null,null,2944,"ONH-4B5","Odgałęźnik instalacyjny",34.200000000000003,1,"szt","PLN","23%","",20,null,null,null,null,"5907577410339",null,null,"ODGAŁĘŹNIKI HERMETYCZNE",null,null,"",null,20,null,"https://www.ospel.pl/sites/all/pliki/import/image/puszki-odgalezniki/hermetyczne/onh-4b5.jpg","",null,"400V, IP-67, dławnice gwintowe","","",null,null,null,"",null,"","","","",null,null,"2025-05-08",null,"","https://www.ospel.pl/sites/all/pliki/import/image/puszki-odgalezniki/hermetyczne/onh-4b5.jpg","27.33.13.0","8536 90 01"]
[null,null,null,null,null,null,null,null,null,2951,"OS/27","Osłona ściany",3.3,1,"szt","PLN","23%","",0,null,null,null,null,"5907559845067",null,null,"OSŁONA ŚCIANY",null,null,"",null,0,null,"https://www.ospel.pl/sites/all/pliki/import/image/akcesoria/tlo_27.jpg","",null,"","","",null,null,null,"ECRU",null,"","","","",null,null,"2025-05-08",null,"","https://www.ospel.pl/sites/all/pliki/import/image/akcesoria/tlo_27.jpg","22.23.19.0","8536 90 01"]
[null,null,null,null,null,null,null,null,null,2960,"GK-1ZP/46","Gniazdo pojedyncze z uziemieniem z przesłonami torów prądowych",19,1,"szt","PLN","23%","",10,null,null,null,null,"5907577477301",null,null,"OSPEL45",null,null,"",null,10,null,"https://www.ospel.pl/sites/all/pliki/import/image/podtynk/ospel45/gk-1zp_46.jpg","",null,"16A/250~, IP-20, zaciski gwintowe","","",null,null,null,"BIAŁY CIEPŁY ",null,"","45 mm","45 mm","38 mm",null,null,"2025-05-08",null,"","https://www.ospel.pl/sites/all/pliki/import/image/podtynk/ospel45/gk-1zp_46.jpg","27.33.13.0","8536 69 90"]
[null,null,null,null,null,null,null,null,null,2967,"GKV-1/p/00","Obudowa gniazda VGA",12.8,1,"szt","PLN","23%","",20,null,null,null,null,"5907577497521",null,null,"OSPEL45",null,null,"",null,20,null,"https://www.ospel.pl/sites/all/pliki/import/image/podtynk/ospel45/gkv-1_p_00.jpg","",null,"","","",null,null,null,"BIAŁY",null,"","","","",null,null,"2025-05-08",null,"","https://www.ospel.pl/sites/all/pliki/import/image/podtynk/ospel45/gkv-1_p_00.jpg","27.33.13.0","8536 69 90"]
[null,null,null,null,null,null,null,null,null,2969,"GKZ-1/46","Zaślepka",6.3,1,"szt","PLN","23%","",20,null,null,null,null,"5907577477240",null,null,"OSPEL45",null,null,"",null,20,null,"https://www.ospel.pl/sites/all/pliki/import/image/podtynk/ospel45/gkz-1_46.jpg","https://www.ospel.pl/sites/all/pliki/import/image/rysunki/ospel45/zaslepka.jpg",null,"Tworzywo ABS","","",null,null,null,"BIAŁY CIEPŁY ",null,"","45 mm","22.5 mm","17 mm",null,null,"2025-05-08",null,"","https://www.ospel.pl/sites/all/pliki/import/image/podtynk/ospel45/gkz-1_46.jpg","27.12.23.0","8536 90 01"]
[null,null,null,null,null,null,null,null,null,2978,"GSP-4-16/22/30","Gniazdo siłowe przenośne 16A 3P + uziemienie",22.9,1,"szt","PLN","23%","",5,null,null,null,null,"5906729024639",null,null,"OSPRZĘT SIŁOWY",null,null,"",null,5,null,"https://www.ospel.pl/sites/all/pliki/import/image/silowka/gsp_4_16","",null,"16A-6h/380-415V~, IP44","","",null,null,null,"CZERWONY",null,"0,2224 kg","97 mm","64 mm","",null,null,"2025-05-08",null,"","https://www.ospel.pl/sites/all/pliki/import/image/silowka/gsp_4_16","27.33.13.0",""]
[null,null,null,null,null,null,null,null,null,2987,"GSW-4-32/22","Gniazdo siłowe do wbudowania 32A 3P + uziemienie",32,1,"szt","PLN","23%","",2,null,null,null,null,"5906729024721",null,null,"OSPRZĘT SIŁOWY",null,null,"",null,2,null,"https://www.ospel.pl/sites/all/pliki/import/image/silowka/gsw_4_32","",null,"32A-6h/380-415V~, IP44","","",null,null,null,"CZERWONY",null,"0,1838 kg","103 mm","86 mm","17 mm",null,null,"2025-05-08",null,"","https://www.ospel.pl/sites/all/pliki/import/image/silowka/gsw_4_32","27.33.13.0",""]
[null,null,null,null,null,null,null,null,null,2996,"ŁW-3P/00","Łącznik schodowy",15.4,1,"szt","PLN","23%","",20,null,null,null,null,"5907577408268",null,null,"PI",null,null,"",null,20,null,"https://www.ospel.pl/sites/all/pliki/import/image/natynk/pi/lw-3p.jpg","",null,"6A/250~, IP-20, zaciski gwintowe","","",null,null,null,"BIAŁY",null,"0.026 kg","71.5 mm","64 mm","",null,null,"2025-05-08",null,"https://www.ospel.pl/sites/all/pliki/import/image/schematy/laczniki_schodowe_wspolpraca.jpg","https://www.ospel.pl/sites/all/pliki/import/image/natynk/pi/lw-3p.jpg","27.33.11.0","8536 50 07"]
[null,null,null,null,null,null,null,null,null,3004,"PP375/SM1,8","Przewód przyłączeniowy długość: 1,8 mb 16A",16.5,1,"szt","PLN","23%","",0,null,null,null,null,"5907559816807",null,null,"PRZYŁĄCZA",null,null,"Cena stała - nie podlega rabatowaniu",null,0,null,"https://www.ospel.pl/sites/all/pliki/import/image/przylacza/pp375_sm18.jpg","",null,"","","",null,null,null,"",null,"","","","",null,null,"2025-05-08",null,"","https://www.ospel.pl/sites/all/pliki/import/image/przylacza/pp375_sm18.jpg","27.32.13.0","8536 49 00"]
[null,null,null,null,null,null,null,null,null,3013,"RKI-16A/50","Rura karbowana instalacyjna 320N średnica zewnętrzna 16mm",1.34,1,"mb","PLN","23%","",50,null,null,null,null,"5907577473310",null,null,"RURY ELEKTROINSTALACYJNE I KARBOWANE",null,null,"",null,50,null,"https://www.ospel.pl/sites/all/pliki/import/image/akcesoria/rki-11.jpg","",null,"16mm/11,2mm; 320N; -5°C/+60°","","",null,null,null,"SZARY",null,"2.56 kg","","","",null,null,"2025-05-08",null,"","https://www.ospel.pl/sites/all/pliki/import/image/akcesoria/rki-11.jpg","22.21.21.0","3917 23 90"]
[null,null,null,null,null,null,null,null,null,3022,"RKI-20AP/25","Rura karbowana instalacyjna 320N z pilotem, średnica zewnętrzna 20mm",1.7,1,"mb","PLN","23%","",25,null,null,null,null,"5907577476960",null,null,"RURY ELEKTROINSTALACYJNE I KARBOWANE",null,null,"",null,25,null,"https://www.ospel.pl/sites/all/pliki/import/image/akcesoria/rki-11.jpg","",null,"20mm/15,2mm; 320N; -5°C/+60°","","",null,null,null,"SZARY",null,"1.64 kg","","","",null,null,"2025-05-08",null,"","https://www.ospel.pl/sites/all/pliki/import/image/akcesoria/rki-11.jpg","22.21.21.0","3917 23 90"]
[null,null,null,null,null,null,null,null,null,3028,"RKI-25A/25","Rura karbowana instalacyjna 320N średnica zewnętrzna 25mm",2.21,1,"mb","PLN","23%","",25,null,null,null,null,"5907577476908",null,null,"RURY ELEKTROINSTALACYJNE I KARBOWANE",null,null,"",null,25,null,"https://www.ospel.pl/sites/all/pliki/import/image/akcesoria/rki-11.jpg","",null,"25mm/18mm; 320N; -5°C/+60°","","",null,null,null,"SZARY",null,"1.84 kg","","","",null,null,"2025-05-08",null,"","https://www.ospel.pl/sites/all/pliki/import/image/akcesoria/rki-11.jpg","22.21.21.0","3917 23 90"]
[null,null,null,null,null,null,null,null,null,3031,"RKI-25AP/50","Rura karbowana instalacyjna 320N z pilotem, średnica zewnętrzna 25mm",2.33,1,"mb","PLN","23%","",50,null,null,null,null,"5907577476991",null,null,"RURY ELEKTROINSTALACYJNE I KARBOWANE",null,null,"",null,50,null,"https://www.ospel.pl/sites/all/pliki/import/image/akcesoria/rki-11.jpg","",null,"25mm/18mm; 320N; -5°C/+60°","","",null,null,null,"SZARY",null,"3.86 kg","","","",null,null,"2025-05-08",null,"","https://www.ospel.pl/sites/all/pliki/import/image/akcesoria/rki-11.jpg","22.21.21.0","3917 23 90"]
[null,null,null,null,null,null,null,null,null,3040,"RKI-32BP/50","Rura karbowana instalacyjna 750N z pilotem średnica zewnętrzna 32mm",4.57,1,"mb","PLN","23%","",50,null,null,null,null,"5907577486600",null,null,"RURY ELEKTROINSTALACYJNE I KARBOWANE",null,null,"",null,50,null,"https://www.ospel.pl/sites/all/pliki/import/image/akcesoria/rki-11.jpg","",null,"32mm/24mm; 750N; -5°C/+60°","","",null,null,null,"SZARY",null,"","","","",null,null,"2025-05-08",null,"","https://www.ospel.pl/sites/all/pliki/import/image/akcesoria/rki-11.jpg","22.21.21.0","3917 23 90"]
[null,null,null,null,null,null,null,null,null,3048,"AP45-1R/m/82","Adapter podtynkowy systemu OSPEL 45 do serii Sonata",15.5,1,"szt","PLN","23%","",4,null,null,null,null,"5906729030500",null,null,"SONATA",null,null,"",null,4,null,"https://www.ospel.pl/sites/all/pliki/import/image/podtynk/sonata/kaszmir/ap45-1r_m_82.jpg","",null,"","","",null,null,null,"KASZMIR",null,"0.04 kg","75 mm","75 mm","20 mm",null,null,"2025-05-08",null,"","https://www.ospel.pl/sites/all/pliki/import/image/podtynk/sonata/kaszmir/ap45-1r_m_82.jpg","26.40.52.0","8536 90 01"]
[null,null,null,null,null,null,null,null,null,3057,"GG-2R/m/00","Gniazdo głośnikowe podwójne",50.5,1,"szt","PLN","23%","",10,null,null,null,null,"5907577444501",null,null,"SONATA",null,null,"",null,10,null,"https://www.ospel.pl/sites/all/pliki/import/image/podtynk/sonata/bialy/gg-2r_m_00.jpg","https://www.ospel.pl/sites/all/pliki/import/image/rysunki/sonata/gniazda_glosnikowe_podwojne.jpg",null,"Przyłączalność przewodów 0,75mm2","","",null,null,null,"BIAŁY",null,"0.0525 kg","71 mm","71 mm","20 mm",null,null,"2025-05-08",null,"","https://www.ospel.pl/sites/all/pliki/import/image/podtynk/sonata/bialy/gg-2r_m_00.jpg","26.40.52.0","8517 18 00"]
[null,null,null,null,null,null,null,null,null,3066,"GGN-1R/m/27","Gniazdo głośnikowe pojedyncze",48.3,1,"szt","PLN","23%","",10,null,null,null,null,"5907577477646",null,null,"SONATA",null,null,"",null,10,null,"https://www.ospel.pl/sites/all/pliki/import/image/podtynk/sonata/ecru/ggn-1r_m_27.jpg","https://www.ospel.pl/sites/all/pliki/import/image/rysunki/sonata/gniazda_glosnikowe.jpg",null,"Przyłączalność przewodów 6mm2","","",null,null,null,"ECRU",null,"0.055 kg","71 mm","71 mm","22 mm",null,null,"2025-05-08",null,"","https://www.ospel.pl/sites/all/pliki/import/image/podtynk/sonata/ecru/ggn-1r_m_27.jpg","26.40.52.0","8517 18 00"]
[null,null,null,null,null,null,null,null,null,3075,"GP-1R/m/33","Gniazdo pojedyncze",28,1,"szt","PLN","23%","",4,null,null,null,null,"5907577446239",null,null,"SONATA",null,null,"",null,4,null,"https://www.ospel.pl/sites/all/pliki/import/image/podtynk/sonata/czarny/gp-1r_m_33.jpg","https://www.ospel.pl/sites/all/pliki/import/image/rysunki/sonata/gniazda_pojedyncze_bk.jpg",null,"16A/250~, IP-20, zaciski gwintowe","","",null,null,null,"CZARNY METALIK",null,"0.0665 kg","71 mm","71 mm","24 mm",null,null,"2025-05-08",null,"","https://www.ospel.pl/sites/all/pliki/import/image/podtynk/sonata/czarny/gp-1r_m_33.jpg","27.33.13.0","8536 69 90"]
[null,null,null,null,null,null,null,null,null,3080,"GP-1R/m/82","Gniazdo pojedyncze",27.7,1,"szt","PLN","23%","",4,null,null,null,null,"5906729029658",null,null,"SONATA",null,null,"",null,4,null,"https://www.ospel.pl/sites/all/pliki/import/image/podtynk/sonata/kaszmir/gp-1r_m_82.jpg","https://www.ospel.pl/sites/all/pliki/import/image/rysunki/sonata/gniazda_pojedyncze_bk.jpg",null,"16A/250~, IP-20, zaciski gwintowe","","",null,null,null,"KASZMIR",null,"0.0665 kg","71 mm","71 mm","24 mm",null,null,"2025-05-08",null,"","https://www.ospel.pl/sites/all/pliki/import/image/podtynk/sonata/kaszmir/gp-1r_m_82.jpg","27.33.13.0","8536 69 90"]
[null,null,null,null,null,null,null,null,null,3084,"GP-1RP/m/38","Gniazdo pojedyncze z przesłonami torów prądowych",28.8,1,"szt","PLN","23%","",4,null,null,null,null,"5907577447298",null,null,"SONATA",null,null,"",null,4,null,"https://www.ospel.pl/sites/all/pliki/import/image/podtynk/sonata/srebro_mat/gp-1rp_m_38.jpg","https://www.ospel.pl/sites/all/pliki/import/image/rysunki/sonata/gniazda_pojedyncze_bk.jpg",null,"16A/250~, IP-20, zaciski gwintowe","","",null,null,null,"SREBRO MAT",null,"0.0665 kg","71 mm","71 mm","24 mm",null,null,"2025-05-08",null,"","https://www.ospel.pl/sites/all/pliki/import/image/podtynk/sonata/srebro_mat/gp-1rp_m_38.jpg","27.33.13.0","8536 69 90"]
[null,null,null,null,null,null,null,null,null,3093,"GP-1RS/m/39","Gniazdo pojedyncze z uziemieniem schuko",33.9,1,"szt","PLN","23%","",4,null,null,null,null,"5907577449407",null,null,"SONATA",null,null,"",null,4,null,"https://www.ospel.pl/sites/all/pliki/import/image/podtynk/sonata/szampan_zloty/gp-1rs_m_39.jpg","https://www.ospel.pl/sites/all/pliki/import/image/rysunki/sonata/gniazda_pojedyncze_schucko.jpg",null,"16A/250~, IP-20, zaciski gwintowe","","",null,null,null,"SZAMPAŃSKI ZŁOTY",null,"0.0735 kg","71 mm","71 mm","27 mm",null,null,"2025-05-08",null,"","https://www.ospel.pl/sites/all/pliki/import/image/podtynk/sonata/szampan_zloty/gp-1rs_m_39.jpg","27.33.13.0","8536 69 90"]
[null,null,null,null,null,null,null,null,null,3102,"GP-1RSP/m/40","Gniazdo pojedyncze z uziemieniem schuko z przesłonami torów prądowych",34.5,1,"szt","PLN","23%","",4,null,null,null,null,"5907577449599",null,null,"SONATA",null,null,"",null,4,null,"https://www.ospel.pl/sites/all/pliki/import/image/podtynk/sonata/czek_metalik/gp-1rsp_m_40.jpg","https://www.ospel.pl/sites/all/pliki/import/image/rysunki/sonata/gniazda_pojedyncze_schucko.jpg",null,"16A/250~, IP-20, zaciski gwintowe","","",null,null,null,"CZEKOLADOWY METALIK",null,"0.074 kg","71 mm","71 mm","27 mm",null,null,"2025-05-08",null,"","https://www.ospel.pl/sites/all/pliki/import/image/podtynk/sonata/czek_metalik/gp-1rsp_m_40.jpg","27.33.13.0","8536 69 90"]
[null,null,null,null,null,null,null,null,null,3109,"GP-1RSPUSB/m/39","Gniazdo pojedyncze z uziemieniem schuko z przesłonami torów prądowych, z ładowarką USB",131.6,1,"szt","PLN","23%","",5,null,null,null,null,"5907577494766",null,null,"SONATA",null,null,"",null,5,null,"https://www.ospel.pl/sites/all/pliki/import/image/podtynk/sonata/szampan_zloty/gp-1rspusb_m_39.jpg","https://www.ospel.pl/sites/all/pliki/import/image/rysunki/sonata/gniazda_pojedyncze_schucko.jpg",null,"16A/230~,USB 5V/2,1A, IP-20, zac.bezgw.","","",null,null,null,"SZAMPAŃSKI ZŁOTY",null,"0.1035 kg","73 mm","73 mm","35 mm",null,null,"2025-05-08",null,"","https://www.ospel.pl/sites/all/pliki/import/image/podtynk/sonata/szampan_zloty/gp-1rspusb_m_39.jpg","27.33.13.0","8536 69 90"]
[null,null,null,null,null,null,null,null,null,3119,"GP-1RSPUSBAC/m/75","Gniazdo pojedyncze z uziemieniem schuko z przesłonami torów prądowych, z ładowarką USB A+C",174.4,1,"szt","PLN","23%","",5,null,null,null,null,"5906729035109",null,null,"SONATA",null,null,"",null,5,null,"https://www.ospel.pl/sites/all/pliki/import/image/podtynk/sonata/bialy/gp-1rspusbac_m_00.jpg","https://www.ospel.pl/sites/all/pliki/import/image/rysunki/sonata/gniazda_pojedyncze_schucko.jpg",null,"16A/230~, IP-20, zac.bezgw.","","",null,null,null,"BIAŁY MAT",null,"","","","",null,null,"2025-05-08",null,"","https://www.ospel.pl/sites/all/pliki/import/image/podtynk/sonata/bialy/gp-1rspusbac_m_00.jpg","27.33.13.0","8536 69 90"]
[null,null,null,null,null,null,null,null,null,3128,"GP-1RZ/m/82","Gniazdo pojedyncze z uziemieniem",31,1,"szt","PLN","23%","",4,null,null,null,null,"5906729029672",null,null,"SONATA",null,null,"",null,4,null,"https://www.ospel.pl/sites/all/pliki/import/image/podtynk/sonata/kaszmir/gp-1rz_m_82.jpg","https://www.ospel.pl/sites/all/pliki/import/image/rysunki/sonata/gniazda_pojedyncze_ip20.jpg",null,"16A/250~, IP-20, zaciski gwintowe","","",null,null,null,"KASZMIR",null,"0.0745 kg","71 mm","71 mm","24 mm",null,null,"2025-05-08",null,"","https://www.ospel.pl/sites/all/pliki/import/image/podtynk/sonata/kaszmir/gp-1rz_m_82.jpg","27.33.13.0","8536 69 90"]
[null,null,null,null,null,null,null,null,null,3132,"GP-1RZP/m/00","Gniazdo pojedyncze z uziemieniem z przesłonami torów prądowych",23.9,1,"szt","PLN","23%","",10,null,null,null,null,"5907577445355",null,null,"SONATA",null,null,"",null,10,null,"https://www.ospel.pl/sites/all/pliki/import/image/podtynk/sonata/bialy/gp-1rzp_m_00.jpg","https://www.ospel.pl/sites/all/pliki/import/image/rysunki/sonata/gniazda_pojedyncze_ip20.jpg",null,"16A/250~, IP-20, zaciski gwintowe","","",null,null,null,"BIAŁY",null,"0.0745 kg","71 mm","71 mm","24 mm",null,null,"2025-05-08",null,"","https://www.ospel.pl/sites/all/pliki/import/image/podtynk/sonata/bialy/gp-1rzp_m_00.jpg","27.33.13.0","8536 69 90"]
[null,null,null,null,null,null,null,null,null,3145,"GP-1RZPUSB/m/40","Gniazdo pojedyncze z uziemieniem z przesłonami torów prądowych, z ładowarką USB",128.19999999999999,1,"szt","PLN","23%","",5,null,null,null,null,"5907577494834",null,null,"SONATA",null,null,"",null,5,null,"https://www.ospel.pl/sites/all/pliki/import/image/podtynk/sonata/czek_metalik/gp-1rzpusb_m_40.jpg","https://www.ospel.pl/sites/all/pliki/import/image/rysunki/sonata/gniazda_pojedyncze_ip20.jpg",null,"16A/230~,USB 5V/2,1A, IP-20, zac.bezgw.","","",null,null,null,"CZEKOLADOWY METALIK",null,"0.104 kg","73 mm","73 mm","35 mm",null,null,"2025-05-08",null,"","https://www.ospel.pl/sites/all/pliki/import/image/podtynk/sonata/czek_metalik/gp-1rzpusb_m_40.jpg","27.33.13.0","8536 69 90"]
[null,null,null,null,null,null,null,null,null,3146,"GP-1RZPUSB/m/75","Gniazdo pojedyncze z uziemieniem z przesłonami torów prądowych, z ładowarką USB",127,1,"szt","PLN","23%","",5,null,null,null,null,"5906729024493",null,null,"SONATA",null,null,"",null,5,null,"https://www.ospel.pl/sites/all/pliki/import/image/podtynk/sonata/bialy/gp-1rzpusb_m_00.jpg","https://www.ospel.pl/sites/all/pliki/import/image/rysunki/sonata/gniazda_pojedyncze_ip20.jpg",null,"16A/230~,USB 5V/2,1A, IP-20, zac.bezgw.","","",null,null,null,"BIAŁY MAT",null,"0,1040 kg","73 mm","73 mm","35 mm",null,null,"2025-05-08",null,"","https://www.ospel.pl/sites/all/pliki/import/image/podtynk/sonata/bialy/gp-1rzpusb_m_00.jpg","27.33.13.0","8536 69 90"]
[null,null,null,null,null,null,null,null,null,3155,"GP-1RZPUSBAC/m/82","Gniazdo pojedyncze z uziemieniem z przesłonami torów prądowych, z ładowarką USB A+C",169.1,1,"szt","PLN","23%","",5,null,null,null,null,"5906729030494",null,null,"SONATA",null,null,"",null,5,null,"https://www.ospel.pl/sites/all/pliki/import/image/podtynk/sonata/kaszmir/gp-1rzpusbac_m_82.jpg","https://www.ospel.pl/sites/all/pliki/import/image/rysunki/sonata/gniazda_pojedyncze_ip20.jpg",null,"16A/230~, IP-20, zac.bezgw.","","",null,null,null,"KASZMIR",null,"","73 mm","73 mm","31 mm",null,null,"2025-05-08",null,"","https://www.ospel.pl/sites/all/pliki/import/image/podtynk/sonata/kaszmir/gp-1rzpusbac_m_82.jpg","27.33.13.0","8536 69 90"]
[null,null,null,null,null,null,null,null,null,3164,"GP-2RC/00","Gniazdo podwójne z uziemieniem z funkcją niezamienności faz, kompletne z ramką",28.8,1,"szt","PLN","23%","",5,null,null,null,null,"5907577445225",null,null,"SONATA",null,null,"",null,5,null,"https://www.ospel.pl/sites/all/pliki/import/image/podtynk/sonata/bialy/gp-2rc_00.jpg","https://www.ospel.pl/sites/all/pliki/import/image/rysunki/sonata/gniazda_podwojne_nf.jpg",null,"16A/250~, IP-20, zaciski gwintowe","","",null,null,null,"BIAŁY",null,"0.0945 kg","90 mm","84 mm","23 mm",null,null,"2025-05-08",null,"","https://www.ospel.pl/sites/all/pliki/import/image/podtynk/sonata/bialy/gp-2rc_00.jpg","27.33.13.0","8536 69 90"]
[null,null,null,null,null,null,null,null,null,3172,"GP-2RP/00","Gniazdo podwójne z przesłonami torów prądowych, kompletne z ramką",28.1,1,"szt","PLN","23%","",10,null,null,null,null,"5907577445447",null,null,"SONATA",null,null,"",null,10,null,"https://www.ospel.pl/sites/all/pliki/import/image/podtynk/sonata/bialy/gp-2rp_00.jpg","https://www.ospel.pl/sites/all/pliki/import/image/rysunki/sonata/gniazda_podwojne.jpg",null,"16A/250~, IP-20, zaciski gwintowe","","",null,null,null,"BIAŁY",null,"0.089 kg","90 mm","84 mm","27 mm",null,null,"2025-05-08",null,"","https://www.ospel.pl/sites/all/pliki/import/image/podtynk/sonata/bialy/gp-2rp_00.jpg","27.33.13.0","8536 69 90"]
[null,null,null,null,null,null,null,null,null,3181,"GP-2RR/m/27","Gniazdo podwójne moduł bez ramki",22,1,"szt","PLN","23%","",10,null,null,null,null,"5907577444860",null,null,"SONATA",null,null,"",null,10,null,"https://www.ospel.pl/sites/all/pliki/import/image/podtynk/sonata/ecru/gp-2rr_m_27.jpg","https://www.ospel.pl/sites/all/pliki/import/image/rysunki/impresja/gniazda_ramka.jpg",null,"16A/250~, IP-20, zaciski gwintowe","","",null,null,null,"ECRU",null,"0.071 kg","71 mm","71 mm","22 mm",null,null,"2025-05-08",null,"","https://www.ospel.pl/sites/all/pliki/import/image/podtynk/sonata/ecru/gp-2rr_m_27.jpg","27.33.13.0","8536 69 90"]
[null,null,null,null,null,null,null,null,null,3190,"GP-2RRAZ/m/33","Gniazdo podwójne z uziemieniem moduł bez ramki (do ramek 4mm)",32.9,1,"szt","PLN","23%","",4,null,null,null,null,"5906729029214",null,null,"SONATA",null,null,"",null,4,null,"https://www.ospel.pl/sites/all/pliki/import/image/podtynk/sonata/czarny/gp-2rrz_m_33.jpg","",null,"16A/250~, IP-20, do ramek Prestige 4mm","","",null,null,null,"CZARNY METALIK",null,"","","","",null,null,"2025-05-08",null,"","https://www.ospel.pl/sites/all/pliki/import/image/podtynk/sonata/czarny/gp-2rrz_m_33.jpg","27.33.13.0","8536 69 90"]
[null,null,null,null,null,null,null,null,null,3193,"GP-2RRAZ/m/40","Gniazdo podwójne z uziemieniem moduł bez ramki (do ramek 4mm)",32.9,1,"szt","PLN","23%","",4,null,null,null,null,"5906729029245",null,null,"SONATA",null,null,"",null,4,null,"https://www.ospel.pl/sites/all/pliki/import/image/podtynk/sonata/czek_metalik/gp-2rrz_m_40.jpg","",null,"16A/250~, IP-20, do ramek Prestige 4mm","","",null,null,null,"CZEKOLADOWY METALIK",null,"","","","",null,null,"2025-05-08",null,"","https://www.ospel.pl/sites/all/pliki/import/image/podtynk/sonata/czek_metalik/gp-2rrz_m_40.jpg","27.33.13.0","8536 69 90"]
[null,null,null,null,null,null,null,null,null,3207,"GP-2RRP/m/38","Gniazdo podwójne z przesłonami torów prądowych, moduł bez ramki",30,1,"szt","PLN","23%","",4,null,null,null,null,"5907577447403",null,null,"SONATA",null,null,"",null,4,null,"https://www.ospel.pl/sites/all/pliki/import/image/podtynk/sonata/srebro_mat/gp-2rrp_m_38.jpg","https://www.ospel.pl/sites/all/pliki/import/image/rysunki/impresja/gniazda_ramka.jpg",null,"16A/250~, IP-20, zaciski gwintowe","","",null,null,null,"SREBRO MAT",null,"0.072 kg","71 mm","71 mm","22 mm",null,null,"2025-05-08",null,"","https://www.ospel.pl/sites/all/pliki/import/image/podtynk/sonata/srebro_mat/gp-2rrp_m_38.jpg","27.33.13.0","8536 69 90"]
[null,null,null,null,null,null,null,null,null,3208,"GP-2RRP/m/39","Gniazdo podwójne z przesłonami torów prądowych, moduł bez ramki",30,1,"szt","PLN","23%","",4,null,null,null,null,"5907577448080",null,null,"SONATA",null,null,"",null,4,null,"https://www.ospel.pl/sites/all/pliki/import/image/podtynk/sonata/szampan_zloty/gp-2rrp_m_39.jpg","https://www.ospel.pl/sites/all/pliki/import/image/rysunki/impresja/gniazda_ramka.jpg",null,"16A/250~, IP-20, zaciski gwintowe","","",null,null,null,"SZAMPAŃSKI ZŁOTY",null,"0.072 kg","71 mm","71 mm","22 mm",null,null,"2025-05-08",null,"","https://www.ospel.pl/sites/all/pliki/import/image/podtynk/sonata/szampan_zloty/gp-2rrp_m_39.jpg","27.33.13.0","8536 69 90"]
[null,null,null,null,null,null,null,null,null,3216,"GP-2RRZ/m/39","Gniazdo podwójne z uziemieniem moduł bez ramki",32.9,1,"szt","PLN","23%","",4,null,null,null,null,"5907577448097",null,null,"SONATA",null,null,"",null,4,null,"https://www.ospel.pl/sites/all/pliki/import/image/podtynk/sonata/szampan_zloty/gp-2rrz_m_39.jpg","https://www.ospel.pl/sites/all/pliki/import/image/rysunki/impresja/gniazda_ramka_uz.jpg",null,"16A/250~, IP-20, zaciski gwintowe","","",null,null,null,"SZAMPAŃSKI ZŁOTY",null,"0.083 kg","71 mm","71 mm","22 mm",null,null,"2025-05-08",null,"","https://www.ospel.pl/sites/all/pliki/import/image/podtynk/sonata/szampan_zloty/gp-2rrz_m_39.jpg","27.33.13.0","8536 69 90"]
[null,null,null,null,null,null,null,null,null,3225,"GP-2RRZP/m/40","Gniazdo podwójne z uziemieniem z przesłonami torów prądowych, moduł bez ramki",34.1,1,"szt","PLN","23%","",4,null,null,null,null,"5907577448783",null,null,"SONATA",null,null,"",null,4,null,"https://www.ospel.pl/sites/all/pliki/import/image/podtynk/sonata/czek_metalik/gp-2rrzp_m_40.jpg","https://www.ospel.pl/sites/all/pliki/import/image/rysunki/impresja/gniazda_ramka_uz.jpg",null,"16A/250~, IP-20, zaciski gwintowe","","",null,null,null,"CZEKOLADOWY METALIK",null,"0.084 kg","71 mm","71 mm","22 mm",null,null,"2025-05-08",null,"","https://www.ospel.pl/sites/all/pliki/import/image/podtynk/sonata/czek_metalik/gp-2rrzp_m_40.jpg","27.33.13.0","8536 69 90"]
[null,null,null,null,null,null,null,null,null,3234,"GP-2RS/75","Gniazdo podwójne z uziemieniem schuko kompletne z ramką",39,1,"szt","PLN","23%","",5,null,null,null,null,"5906729024028",null,null,"SONATA",null,null,"",null,5,null,"https://www.ospel.pl/sites/all/pliki/import/image/podtynk/sonata/bialy/gp-2rs_00.jpg","https://www.ospel.pl/sites/all/pliki/import/image/rysunki/sonata/gniazda_podwojne_schucko.jpg",null,"16A/250~, IP-20, zaciski gwintowe","","",null,null,null,"BIAŁY MAT",null,"0,094 kg","90 mm","84 mm","23 mm",null,null,"2025-05-08",null,"","https://www.ospel.pl/sites/all/pliki/import/image/podtynk/sonata/bialy/gp-2rs_00.jpg","27.33.13.0","8536 69 90"]
[null,null,null,null,null,null,null,null,null,3243,"GP-2RSP/82","Gniazdo podwójne z uziemieniem schuko z przesłonami torów prądowych, kompletne z ramką",39.5,1,"szt","PLN","23%","",5,null,null,null,null,"5906729029856",null,null,"SONATA",null,null,"",null,5,null,"https://www.ospel.pl/sites/all/pliki/import/image/podtynk/sonata/kaszmir/gp-2rsp_82.jpg","https://www.ospel.pl/sites/all/pliki/import/image/rysunki/sonata/gniazda_podwojne_schucko.jpg",null,"16A/250~, IP-20, zaciski gwintowe","","",null,null,null,"KASZMIR",null,"0.095 kg","90 mm","84 mm","23 mm",null,null,"2025-05-08",null,"","https://www.ospel.pl/sites/all/pliki/import/image/podtynk/sonata/kaszmir/gp-2rsp_82.jpg","27.33.13.0","8536 69 90"]
[null,null,null,null,null,null,null,null,null,3248,"GP-2RZ/39","Gniazdo podwójne z uziemieniem kompletne z ramką",37.6,1,"szt","PLN","23%","",4,null,null,null,null,"5907577448059",null,null,"SONATA",null,null,"",null,4,null,"https://www.ospel.pl/sites/all/pliki/import/image/podtynk/sonata/szampan_zloty/gp-2rz_39.jpg","https://www.ospel.pl/sites/all/pliki/import/image/rysunki/sonata/gniazda_podwojne.jpg",null,"16A/250~, IP-20, zaciski gwintowe","","",null,null,null,"SZAMPAŃSKI ZŁOTY",null,"0.0995 kg","90 mm","84 mm","27 mm",null,null,"2025-05-08",null,"","https://www.ospel.pl/sites/all/pliki/import/image/podtynk/sonata/szampan_zloty/gp-2rz_39.jpg","27.33.13.0","8536 69 90"]
[null,null,null,null,null,null,null,null,null,3260,"GP-3R/m/00","Gniazdo potrójne EURO",22,1,"szt","PLN","23%","",10,null,null,null,null,"5907577444341",null,null,"SONATA",null,null,"",null,10,null,"https://www.ospel.pl/sites/all/pliki/import/image/podtynk/sonata/bialy/gp-3r_m_00.jpg","https://www.ospel.pl/sites/all/pliki/import/image/rysunki/sonata/gniazda_potrojne.jpg",null,"2,5A/250~, IP-20, zaciski gwintowe","","",null,null,null,"BIAŁY",null,"0.066 kg","71 mm","71 mm","27 mm",null,null,"2025-05-08",null,"","https://www.ospel.pl/sites/all/pliki/import/image/podtynk/sonata/bialy/gp-3r_m_00.jpg","27.33.13.0","8536 69 90"]
[null,null,null,null,null,null,null,null,null,3269,"GP-3RP/m/27","Gniazdo potrójne EURO z przesłonami torów prądowych",24.3,1,"szt","PLN","23%","",10,null,null,null,null,"5907577479176",null,null,"SONATA",null,null,"",null,10,null,"https://www.ospel.pl/sites/all/pliki/import/image/podtynk/sonata/ecru/gp-3rp_m_27.jpg","https://www.ospel.pl/sites/all/pliki/import/image/rysunki/sonata/gniazda_potrojne.jpg",null,"2,5A/250~, IP-20, zaciski gwintowe","","",null,null,null,"ECRU",null,"0.07 kg","71 mm","71 mm","27 mm",null,null,"2025-05-08",null,"","https://www.ospel.pl/sites/all/pliki/import/image/podtynk/sonata/ecru/gp-3rp_m_27.jpg","27.33.13.0","8536 69 90"]
[null,null,null,null,null,null,null,null,null,3270,"GP-3RP/m/33","Gniazdo potrójne EURO z przesłonami torów prądowych",32.200000000000003,1,"szt","PLN","23%","",4,null,null,null,null,"5907577479183",null,null,"SONATA",null,null,"",null,4,null,"https://www.ospel.pl/sites/all/pliki/import/image/podtynk/sonata/czarny/gp-3rp_m_33.jpg","https://www.ospel.pl/sites/all/pliki/import/image/rysunki/sonata/gniazda_potrojne.jpg",null,"2,5A/250~, IP-20, zaciski gwintowe","","",null,null,null,"CZARNY METALIK",null,"0.07 kg","71 mm","71 mm","27 mm",null,null,"2025-05-08",null,"","https://www.ospel.pl/sites/all/pliki/import/image/podtynk/sonata/czarny/gp-3rp_m_33.jpg","27.33.13.0","8536 69 90"]
[null,null,null,null,null,null,null,null,null,3284,"GPA-10RPZ/m/00","Gniazdo RTV zakończeniowe",66.099999999999994,1,"szt","PLN","23%","",10,null,null,null,null,"5907577444389",null,null,"SONATA",null,null,"",null,10,null,"https://www.ospel.pl/sites/all/pliki/import/image/podtynk/sonata/bialy/gpa-rk_m_00.jpg","https://www.ospel.pl/sites/all/pliki/import/image/rysunki/sonata/gniazda_rtv_sat_1.jpg",null,"Współczynnik tłumienia 10dB","","",null,null,null,"BIAŁY",null,"0.101 kg","71 mm","71 mm","24 mm",null,null,"2025-05-08",null,"https://www.ospel.pl/sites/all/pliki/import/image/schematy/rtv_sat.pdf","https://www.ospel.pl/sites/all/pliki/import/image/podtynk/sonata/bialy/gpa-rk_m_00.jpg","26.40.52.0","8517 18 00"]
[null,null,null,null,null,null,null,null,null,3287,"GPA-10RPZ/m/38","Gniazdo RTV zakończeniowe",73.8,1,"szt","PLN","23%","",4,null,null,null,null,"5907577447472",null,null,"SONATA",null,null,"",null,4,null,"https://www.ospel.pl/sites/all/pliki/import/image/podtynk/sonata/srebro_mat/gpa-10rp_m_38.jpg","https://www.ospel.pl/sites/all/pliki/import/image/rysunki/sonata/gniazda_rtv_sat_1.jpg",null,"Współczynnik tłumienia 10dB","","",null,null,null,"SREBRO MAT",null,"0.101 kg","71 mm","71 mm","24 mm",null,null,"2025-05-08",null,"","https://www.ospel.pl/sites/all/pliki/import/image/podtynk/sonata/srebro_mat/gpa-10rp_m_38.jpg","26.40.52.0","8517 18 00"]
[null,null,null,null,null,null,null,null,null,3296,"GPA-14RP/m/39","Gniazdo RTV przelotowe 14-dB",73.8,1,"szt","PLN","23%","",4,null,null,null,null,"5907577448134",null,null,"SONATA",null,null,"",null,4,null,"https://www.ospel.pl/sites/all/pliki/import/image/podtynk/sonata/szampan_zloty/gpa-10rp_m_39.jpg","https://www.ospel.pl/sites/all/pliki/import/image/rysunki/sonata/gniazda_rtv_sat_1.jpg",null,"Współczynnik tłumienia 14dB","","",null,null,null,"SZAMPAŃSKI ZŁOTY",null,"0.101 kg","71 mm","71 mm","24 mm",null,null,"2025-05-08",null,"","https://www.ospel.pl/sites/all/pliki/import/image/podtynk/sonata/szampan_zloty/gpa-10rp_m_39.jpg","26.40.52.0","8517 18 00"]
[null,null,null,null,null,null,null,null,null,3307,"GPA-16RP/m/82","Gniazdo RTV przelotowe 16-dB",73.8,1,"szt","PLN","23%","",4,null,null,null,null,"5906729029924",null,null,"SONATA",null,null,"",null,4,null,"https://www.ospel.pl/sites/all/pliki/import/image/podtynk/sonata/kaszmir/gpa-rk_m_82.jpg","https://www.ospel.pl/sites/all/pliki/import/image/rysunki/sonata/gniazda_rtv_sat_1.jpg",null,"Współczynnik tłumienia 16dB","","",null,null,null,"KASZMIR",null,"0.101 kg","71 mm","71 mm","24 mm",null,null,"2025-05-08",null,"","https://www.ospel.pl/sites/all/pliki/import/image/podtynk/sonata/kaszmir/gpa-rk_m_82.jpg","26.40.52.0","8517 18 00"]
[null,null,null,null,null,null,null,null,null,3313,"GPA-1RF/m/40","Gniazdo antenowe typu F pojedyncze",32.799999999999997,1,"szt","PLN","23%","",4,null,null,null,null,"5907577458744",null,null,"SONATA",null,null,"",null,4,null,"https://www.ospel.pl/sites/all/pliki/import/image/podtynk/sonata/czek_metalik/gpa-1rf_m_40.jpg","https://www.ospel.pl/sites/all/pliki/import/image/rysunki/sonata/gniazda_antenowe_f.jpg",null,"Złącze typu F","","",null,null,null,"CZEKOLADOWY METALIK",null,"0.062 kg","71 mm","71 mm","24 mm",null,null,"2025-05-08",null,"","https://www.ospel.pl/sites/all/pliki/import/image/podtynk/sonata/czek_metalik/gpa-1rf_m_40.jpg","26.40.52.0","8517 18 00"]
[null,null,null,null,null,null,null,null,null,3322,"GPA-2RF/m/75","Gniazdo antenowe typu F podwójne",38.700000000000003,1,"szt","PLN","23%","",4,null,null,null,null,"5906729024165",null,null,"SONATA",null,null,"",null,4,null,"https://www.ospel.pl/sites/all/pliki/import/image/podtynk/sonata/bialy/gpa-2rf_m_00.jpg","https://www.ospel.pl/sites/all/pliki/import/image/rysunki/sonata/gniazda_antenowe_f.jpg",null,"Złącze typu F","","",null,null,null,"BIAŁY MAT",null,"0,072 kg","71 mm","71 mm","24 mm",null,null,"2025-05-08",null,"","https://www.ospel.pl/sites/all/pliki/import/image/podtynk/sonata/bialy/gpa-2rf_m_00.jpg","26.40.52.0","8517 18 00"]
[null,null,null,null,null,null,null,null,null,3331,"GPA-R2S/m/82","Gniazdo RTV-SAT z dwoma wyjściami SAT",119.7,1,"szt","PLN","23%","",4,null,null,null,null,"5906729029962",null,null,"SONATA",null,null,"",null,4,null,"https://www.ospel.pl/sites/all/pliki/import/image/podtynk/sonata/kaszmir/gpa-r2s_m_82.jpg","https://www.ospel.pl/sites/all/pliki/import/image/rysunki/sonata/gniazda_rtv_sat_2.jpg",null,"Współczynnik tłumienia 1,5dB","","",null,null,null,"KASZMIR",null,"0.1085 kg","71 mm","71 mm","24 mm",null,null,"2025-05-08",null,"","https://www.ospel.pl/sites/all/pliki/import/image/podtynk/sonata/kaszmir/gpa-r2s_m_82.jpg","26.40.52.0","8517 18 00"]
[null,null,null,null,null,null,null,null,null,3336,"GPA-RD/m/39","Gniazdo RTV-DATA",98.2,1,"szt","PLN","23%","",4,null,null,null,null,"5907577460044",null,null,"SONATA",null,null,"",null,4,null,"https://www.ospel.pl/sites/all/pliki/import/image/podtynk/sonata/szampan_zloty/gpa-rd_m_39.jpg","https://www.ospel.pl/sites/all/pliki/import/image/rysunki/sonata/gniazda_rtv_sat_2.jpg",null,"Częstotliwość toru DATA 5÷862 MHz","","",null,null,null,"SZAMPAŃSKI ZŁOTY",null,"0.128 kg","71 mm","71 mm","24 mm",null,null,"2025-05-08",null,"","https://www.ospel.pl/sites/all/pliki/import/image/podtynk/sonata/szampan_zloty/gpa-rd_m_39.jpg","26.40.52.0","8517 18 00"]
[null,null,null,null,null,null,null,null,null,3340,"GPA-RK/m/00","Gniazdo RTV końcowe",57.3,1,"szt","PLN","23%","",10,null,null,null,null,"5907577444396",null,null,"SONATA",null,null,"",null,10,null,"https://www.ospel.pl/sites/all/pliki/import/image/podtynk/sonata/bialy/gpa-rk_m_00.jpg","https://www.ospel.pl/sites/all/pliki/import/image/rysunki/sonata/gniazda_rtv_sat_1.jpg",null,"Współczynnik tłumienia 2,5-3dB","","",null,null,null,"BIAŁY",null,"0.1005 kg","71 mm","71 mm","24 mm",null,null,"2025-05-08",null,"https://www.ospel.pl/sites/all/pliki/import/image/schematy/rtv_sat.pdf","https://www.ospel.pl/sites/all/pliki/import/image/podtynk/sonata/bialy/gpa-rk_m_00.jpg","26.40.52.0","8517 18 00"]
[null,null,null,null,null,null,null,null,null,3349,"GPA-RS/m/27","Gniazdo RTV-SAT końcowe",87,1,"szt","PLN","23%","",10,null,null,null,null,"5907577444945",null,null,"SONATA",null,null,"",null,10,null,"https://www.ospel.pl/sites/all/pliki/import/image/podtynk/sonata/ecru/gpa-rs_m_27.jpg","https://www.ospel.pl/sites/all/pliki/import/image/rysunki/sonata/gniazda_rtv_sat_2.jpg",null,"Współczynnik tłumienia 1,5-2dB","","",null,null,null,"ECRU",null,"0.104 kg","71 mm","71 mm","24 mm",null,null,"2025-05-08",null,"https://www.ospel.pl/sites/all/pliki/import/image/schematy/rtv_sat.pdf","https://www.ospel.pl/sites/all/pliki/import/image/podtynk/sonata/ecru/gpa-rs_m_27.jpg","26.40.52.0","8517 18 00"]
[null,null,null,null,null,null,null,null,null,3358,"GPA-RSP/m/33","Gniazdo RTV-SAT przelotowe",113.4,1,"szt","PLN","23%","",4,null,null,null,null,"5907577446475",null,null,"SONATA",null,null,"",null,4,null,"https://www.ospel.pl/sites/all/pliki/import/image/podtynk/sonata/czarny/gpa-rsp_m_33.jpg","https://www.ospel.pl/sites/all/pliki/import/image/rysunki/sonata/gniazda_rtv_sat_2.jpg",null,"Współczynnik tłumienia 1,2dB","","",null,null,null,"CZARNY METALIK",null,"0.104 kg","71 mm","71 mm","24 mm",null,null,"2025-05-08",null,"","https://www.ospel.pl/sites/all/pliki/import/image/podtynk/sonata/czarny/gpa-rsp_m_33.jpg","26.40.52.0","8517 18 00"]
[null,null,null,null,null,null,null,null,null,3368,"GPE-1R/m/39","Gniazdo ekwipotencjalne pojedyncze",91,1,"szt","PLN","23%","",4,null,null,null,null,"5907577460808",null,null,"SONATA",null,null,"",null,4,null,"https://www.ospel.pl/sites/all/pliki/import/image/podtynk/sonata/szampan_zloty/gpe-1r_m_39.jpg","",null,"","","",null,null,null,"SZAMPAŃSKI ZŁOTY",null,"0.049 kg","71 mm","71 mm","22.5 mm",null,null,"2025-05-08",null,"","https://www.ospel.pl/sites/all/pliki/import/image/podtynk/sonata/szampan_zloty/gpe-1r_m_39.jpg","","8536 90 10"]
[null,null,null,null,null,null,null,null,null,3375,"GPE-2R/m/38","Gniazdo ekwipotencjalne podwójne",132.6,1,"szt","PLN","23%","",4,null,null,null,null,"5907577460853",null,null,"SONATA",null,null,"",null,4,null,"https://www.ospel.pl/sites/all/pliki/import/image/podtynk/sonata/srebro_mat/gpe-2r_m_38.jpg","",null,"","","",null,null,null,"SREBRO MAT",null,"0.076 kg","71 mm","71 mm","22.5 mm",null,null,"2025-05-08",null,"","https://www.ospel.pl/sites/all/pliki/import/image/podtynk/sonata/srebro_mat/gpe-2r_m_38.jpg","","8536 90 10"]
[null,null,null,null,null,null,null,null,null,3384,"GPH-1RS/m/39/d","Gniazdo bryzgoszczelne z uziemieniem schuko IP-44 wieczko przezroczyste",39.200000000000003,1,"szt","PLN","23%","",4,null,null,null,null,"5907577449445",null,null,"SONATA",null,null,"",null,4,null,"https://www.ospel.pl/sites/all/pliki/import/image/podtynk/sonata/szampan_zloty/gph-1rs_m_39_d.jpg","https://www.ospel.pl/sites/all/pliki/import/image/rysunki/sonata/gniazda_bryzgoszczelne.jpg",null,"16A/250~, IP-44, zaciski gwintowe","","",null,null,null,"SZAMPAŃSKI ZŁOTY",null,"0.0885 kg","71 mm","71 mm","25 mm",null,null,"2025-05-08",null,"","https://www.ospel.pl/sites/all/pliki/import/image/podtynk/sonata/szampan_zloty/gph-1rs_m_39_d.jpg","27.33.13.0","8536 69 90"]
[null,null,null,null,null,null,null,null,null,3393,"GPH-1RSP/m/40/d","Gniazdo bryzgoszczelne z uziemieniem schuko IP-44 z przesłonami torów prądowych wieczko przezroczyste",40.700000000000003,1,"szt","PLN","23%","",4,null,null,null,null,"5907577449636",null,null,"SONATA",null,null,"",null,4,null,"https://www.ospel.pl/sites/all/pliki/import/image/podtynk/sonata/czek_metalik/gph-1rsp_m_40_d.jpg","https://www.ospel.pl/sites/all/pliki/import/image/rysunki/sonata/gniazda_bryzgoszczelne.jpg",null,"16A/250~, IP-44, zaciski gwintowe","","",null,null,null,"CZEKOLADOWY METALIK",null,"0.0885 kg","71 mm","71 mm","25 mm",null,null,"2025-05-08",null,"","https://www.ospel.pl/sites/all/pliki/import/image/podtynk/sonata/czek_metalik/gph-1rsp_m_40_d.jpg","27.33.13.0","8536 69 90"]
[null,null,null,null,null,null,null,null,null,3397,"GPH-1RZ/m/00/w","Gniazdo bryzgoszczelne z uziemieniem IP-44 wieczko w kolorze wyrobu",33.299999999999997,1,"szt","PLN","23%","",10,null,null,null,null,"5907577446956",null,null,"SONATA",null,null,"",null,10,null,"https://www.ospel.pl/sites/all/pliki/import/image/podtynk/sonata/bialy/gph-1rz_m_00_w.jpg","https://www.ospel.pl/sites/all/pliki/import/image/rysunki/sonata/gniazda_bryzgoszczelne.jpg",null,"16A/250~, IP-44, zaciski gwintowe","","",null,null,null,"BIAŁY",null,"0.0885 kg","71 mm","71 mm","25 mm",null,null,"2025-05-08",null,"","https://www.ospel.pl/sites/all/pliki/import/image/podtynk/sonata/bialy/gph-1rz_m_00_w.jpg","27.33.13.0","8536 69 90"]
[null,null,null,null,null,null,null,null,null,3402,"GPH-1RZ/m/39/d","Gniazdo bryzgoszczelne z uziemieniem IP-44 wieczko przezroczyste",37,1,"szt","PLN","23%","",4,null,null,null,null,"5907577448011",null,null,"SONATA",null,null,"",null,4,null,"https://www.ospel.pl/sites/all/pliki/import/image/podtynk/sonata/szampan_zloty/gph-1rz_m_39_d.jpg","https://www.ospel.pl/sites/all/pliki/import/image/rysunki/sonata/gniazda_bryzgoszczelne.jpg",null,"16A/250~, IP-44, zaciski gwintowe","","",null,null,null,"SZAMPAŃSKI ZŁOTY",null,"0.0885 kg","71 mm","71 mm","25 mm",null,null,"2025-05-08",null,"","https://www.ospel.pl/sites/all/pliki/import/image/podtynk/sonata/szampan_zloty/gph-1rz_m_39_d.jpg","27.33.13.0","8536 69 90"]
[null,null,null,null,null,null,null,null,null,3411,"GPH-1RZP/m/38/d","Gniazdo bryzgoszczelne z uziemieniem IP-44 z przesłonami torów prądowych wieczko przezroczyste",39.6,1,"szt","PLN","23%","",4,null,null,null,null,"5907577447342",null,null,"SONATA",null,null,"",null,4,null,"https://www.ospel.pl/sites/all/pliki/import/image/podtynk/sonata/srebro_mat/gph-1rz_m_38_d.jpg","https://www.ospel.pl/sites/all/pliki/import/image/rysunki/sonata/gniazda_bryzgoszczelne.jpg",null,"16A/250~, IP-44, zaciski gwintowe","","",null,null,null,"SREBRO MAT",null,"0.0885 kg","71 mm","71 mm","25 mm",null,null,"2025-05-08",null,"","https://www.ospel.pl/sites/all/pliki/import/image/podtynk/sonata/srebro_mat/gph-1rz_m_38_d.jpg","27.33.13.0","8536 69 90"]
[null,null,null,null,null,null,null,null,null,3420,"GPK-1R/K/m/39","Gniazdo komputerowe pojedyncze, kat. 5e MMC",61.8,1,"szt","PLN","23%","",4,null,null,null,null,"5907577448233",null,null,"SONATA",null,null,"",null,4,null,"https://www.ospel.pl/sites/all/pliki/import/image/podtynk/sonata/szampan_zloty/gpk-1r_m_39.jpg","https://www.ospel.pl/sites/all/pliki/import/image/rysunki/sonata/gniazda_t_k_1.jpg",null,"Złącze IDC","","",null,null,null,"SZAMPAŃSKI ZŁOTY",null,"0.059 kg","71 mm","71 mm","22 mm",null,null,"2025-05-08",null,"","https://www.ospel.pl/sites/all/pliki/import/image/podtynk/sonata/szampan_zloty/gpk-1r_m_39.jpg","26.30.30.0","8517 18 00"]
[null,null,null,null,null,null,null,null,null,3428,"GPK-1R/K6/m/39","Gniazdo komputerowe pojedyncze, kat. 6 MMC",77.599999999999994,1,"szt","PLN","23%","",4,null,null,null,null,"5907577449469",null,null,"SONATA",null,null,"",null,4,null,"https://www.ospel.pl/sites/all/pliki/import/image/podtynk/sonata/szampan_zloty/gpk-1r_m_39.jpg","https://www.ospel.pl/sites/all/pliki/import/image/rysunki/sonata/gniazda_t_k_1.jpg",null,"Złącze IDC","","Tylko na zamówienie",null,null,null,"SZAMPAŃSKI ZŁOTY",null,"","","","",null,null,"2025-05-08",null,"","https://www.ospel.pl/sites/all/pliki/import/image/podtynk/sonata/szampan_zloty/gpk-1r_m_39.jpg","26.30.30.0","8517 18 00"]
[null,null,null,null,null,null,null,null,null,3437,"GPK-1R/p/40","Obudowa gniazda pojedynczego typu Keystone prosta",17.399999999999999,1,"szt","PLN","23%","",4,null,null,null,null,"5907577462093",null,null,"SONATA",null,null,"",null,4,null,"https://www.ospel.pl/sites/all/pliki/import/image/podtynk/sonata/czek_metalik/gpk-1r_p_40.jpg","",null,"","","",null,null,null,"CZEKOLADOWY METALIK",null,"0.072 kg","71 mm","71 mm","22 mm",null,null,"2025-05-08",null,"","https://www.ospel.pl/sites/all/pliki/import/image/podtynk/sonata/czek_metalik/gpk-1r_p_40.jpg","26.30.30.0","8517 18 00"]
[null,null,null,null,null,null,null,null,null,3446,"GPK-1RS/p/75","Obudowa gniazda pojedynczego typu Keystone skośna",17.8,1,"szt","PLN","23%","",4,null,null,null,null,"5906729027869",null,null,"SONATA",null,null,"",null,4,null,"https://www.ospel.pl/sites/all/pliki/import/image/podtynk/sonata/bialy/gpk-1rs_p_00.jpg","",null,"","","",null,null,null,"BIAŁY MAT",null,"0,0520 kg","71 mm","71 mm","21 mm",null,null,"2025-05-08",null,"","https://www.ospel.pl/sites/all/pliki/import/image/podtynk/sonata/bialy/gpk-1rs_p_00.jpg","26.30.30.0","8517 18 00"]
[null,null,null,null,null,null,null,null,null,3452,"GPK-2R/K/m/39","Gniazdo komputerowe podwójne, kat. 5e MMC",97.4,1,"szt","PLN","23%","",4,null,null,null,null,"5907577448240",null,null,"SONATA",null,null,"",null,4,null,"https://www.ospel.pl/sites/all/pliki/import/image/podtynk/sonata/szampan_zloty/gpk-2r_m_39.jpg","https://www.ospel.pl/sites/all/pliki/import/image/rysunki/sonata/gniazda_t_k_1.jpg",null,"Złącze IDC","","",null,null,null,"SZAMPAŃSKI ZŁOTY",null,"0.066 kg","71 mm","71 mm","22 mm",null,null,"2025-05-08",null,"","https://www.ospel.pl/sites/all/pliki/import/image/podtynk/sonata/szampan_zloty/gpk-2r_m_39.jpg","26.30.30.0","8517 18 00"]
[null,null,null,null,null,null,null,null,null,3455,"GPK-2R/K/m/82","Gniazdo komputerowe podwójne, kat. 5e MMC",97.4,1,"szt","PLN","23%","",4,null,null,null,null,"5906729030036",null,null,"SONATA",null,null,"",null,4,null,"https://www.ospel.pl/sites/all/pliki/import/image/podtynk/sonata/kaszmir/gpk-2r_k_m_82.jpg","https://www.ospel.pl/sites/all/pliki/import/image/rysunki/sonata/gniazda_t_k_1.jpg",null,"Złącze IDC","","",null,null,null,"KASZMIR",null,"0.066 kg","71 mm","71 mm","22 mm",null,null,"2025-05-08",null,"","https://www.ospel.pl/sites/all/pliki/import/image/podtynk/sonata/kaszmir/gpk-2r_k_m_82.jpg","26.30.30.0","8517 18 00"]
[null,null,null,null,null,null,null,null,null,3464,"GPK-2R/p/00","Obudowa gniazda podwójnego typu Keystone prosta",12.9,1,"szt","PLN","23%","",10,null,null,null,null,"5907577462338",null,null,"SONATA",null,null,"",null,10,null,"https://www.ospel.pl/sites/all/pliki/import/image/podtynk/sonata/bialy/gpk-2r_p_00.jpg","",null,"","","",null,null,null,"BIAŁY",null,"0.076 kg","71 mm","71 mm","22 mm",null,null,"2025-05-08",null,"","https://www.ospel.pl/sites/all/pliki/import/image/podtynk/sonata/bialy/gpk-2r_p_00.jpg","26.30.30.0","8517 18 00"]
[null,null,null,null,null,null,null,null,null,3473,"GPK-2RS/p/27","Obudowa gniazda podwójnego typu Keystone skośna",13.3,1,"szt","PLN","23%","",10,null,null,null,null,"5907577455323",null,null,"SONATA",null,null,"",null,10,null,"https://www.ospel.pl/sites/all/pliki/import/image/podtynk/sonata/ecru/gpk-2rs_p_27.jpg","",null,"","","",null,null,null,"ECRU",null,"0.055 kg","71 mm","71 mm","21 mm",null,null,"2025-05-08",null,"","https://www.ospel.pl/sites/all/pliki/import/image/podtynk/sonata/ecru/gpk-2rs_p_27.jpg","26.30.30.0","8517 18 00"]
[null,null,null,null,null,null,null,null,null,3481,"GPPK-1R/m/27","Przyłącz kablowy",30.6,1,"szt","PLN","23%","",10,null,null,null,null,"5907577486105",null,null,"SONATA",null,null,"",null,10,null,"https://www.ospel.pl/sites/all/pliki/import/image/podtynk/sonata/ecru/gppk-1r_m_27.jpg","",null,"5x4mm2 zaciski gwintowe","","",null,null,null,"ECRU",null,"0.08 kg","71 mm","71 mm","22 mm",null,null,"2025-05-08",null,"","https://www.ospel.pl/sites/all/pliki/import/image/podtynk/sonata/ecru/gppk-1r_m_27.jpg","27.33.13.0","8536 90 10"]
[null,null,null,null,null,null,null,null,null,3490,"GPT-1R/m/33","Gniazdo telefoniczne pojedyncze",47.4,1,"szt","PLN","23%","",4,null,null,null,null,"5907577446505",null,null,"SONATA",null,null,"",null,4,null,"https://www.ospel.pl/sites/all/pliki/import/image/podtynk/sonata/czarny/gpt-1r_m_33.jpg","https://www.ospel.pl/sites/all/pliki/import/image/rysunki/sonata/gniazda_t_k.jpg",null,"Zaciski gwintowe","","",null,null,null,"CZARNY METALIK",null,"0.053 kg","71 mm","71 mm","22 mm",null,null,"2025-05-08",null,"","https://www.ospel.pl/sites/all/pliki/import/image/podtynk/sonata/czarny/gpt-1r_m_33.jpg","26.30.30.0","8517 18 00"]
[null,null,null,null,null,null,null,null,null,3499,"GPT-2RN/m/38","Gniazdo telefoniczne podwójne niezależne",59.3,1,"szt","PLN","23%","",4,null,null,null,null,"5907577447533",null,null,"SONATA",null,null,"",null,4,null,"https://www.ospel.pl/sites/all/pliki/import/image/podtynk/sonata/srebro_mat/gpt-2r_m_38.jpg","https://www.ospel.pl/sites/all/pliki/import/image/rysunki/sonata/gniazda_t_k.jpg",null,"Zaciski gwintowe","","",null,null,null,"SREBRO MAT",null,"0.055 kg","71 mm","71 mm","22 mm",null,null,"2025-05-08",null,"","https://www.ospel.pl/sites/all/pliki/import/image/podtynk/sonata/srebro_mat/gpt-2r_m_38.jpg","26.30.30.0","8517 18 00"]
[null,null,null,null,null,null,null,null,null,3504,"GPT-2RR/m/00","Gniazdo telefoniczne podwójne równoległe",53.7,1,"szt","PLN","23%","",10,null,null,null,null,"5907577444457",null,null,"SONATA",null,null,"",null,10,null,"https://www.ospel.pl/sites/all/pliki/import/image/podtynk/sonata/bialy/gpt-2rn_m_00.jpg","https://www.ospel.pl/sites/all/pliki/import/image/rysunki/sonata/gniazda_t_k.jpg",null,"Zaciski gwintowe","","",null,null,null,"BIAŁY",null,"0.053 kg","71 mm","71 mm","22 mm",null,null,"2025-05-08",null,"","https://www.ospel.pl/sites/all/pliki/import/image/podtynk/sonata/bialy/gpt-2rn_m_00.jpg","26.30.30.0","8517 18 00"]
[null,null,null,null,null,null,null,null,null,3516,"ŁP-10R/m/39","Łącznik podwójny schodowy",43.5,1,"szt","PLN","23%","",4,null,null,null,null,"5907577447861",null,null,"SONATA",null,null,"",null,4,null,"https://www.ospel.pl/sites/all/pliki/import/image/podtynk/sonata/szampan_zloty/lp-2r_m_39.jpg","https://www.ospel.pl/sites/all/pliki/import/image/rysunki/sonata/lacznik_podwojny.jpg",null,"16AX250~, IP-20, zaciski bezgwintowe","","",null,null,null,"SZAMPAŃSKI ZŁOTY",null,"0.081 kg","71 mm","71 mm","25 mm",null,null,"2025-05-08",null,"https://www.ospel.pl/sites/all/pliki/import/image/schematy/lacznik_podwojny_schodowy.jpg","https://www.ospel.pl/sites/all/pliki/import/image/podtynk/sonata/szampan_zloty/lp-2r_m_39.jpg","27.33.11.0","8536 50 07"]
[null,null,null,null,null,null,null,null,null,3517,"ŁP-10R/m/40","Łącznik podwójny schodowy",43.5,1,"szt","PLN","23%","",4,null,null,null,null,"5907577448547",null,null,"SONATA",null,null,"",null,4,null,"https://www.ospel.pl/sites/all/pliki/import/image/podtynk/sonata/czek_metalik/lp-2r_m_40.jpg","https://www.ospel.pl/sites/all/pliki/import/image/rysunki/sonata/lacznik_podwojny.jpg",null,"16AX250~, IP-20, zaciski bezgwintowe","","",null,null,null,"CZEKOLADOWY METALIK",null,"0.081 kg","71 mm","71 mm","25 mm",null,null,"2025-05-08",null,"https://www.ospel.pl/sites/all/pliki/import/image/schematy/lacznik_podwojny_schodowy.jpg","https://www.ospel.pl/sites/all/pliki/import/image/podtynk/sonata/czek_metalik/lp-2r_m_40.jpg","27.33.11.0","8536 50 07"]
[null,null,null,null,null,null,null,null,null,3526,"ŁP-11R/m/75","Łącznik dwubiegunowy",34.9,1,"szt","PLN","23%","",4,null,null,null,null,"5906729023809",null,null,"SONATA",null,null,"",null,4,null,"https://www.ospel.pl/sites/all/pliki/import/image/podtynk/sonata/bialy/lp-11r_m_00.jpg","https://www.ospel.pl/sites/all/pliki/import/image/rysunki/sonata/lacznik_ip20.jpg",null,"16AX250~, IP-20, zaciski bezgwintowe","","",null,null,null,"BIAŁY MAT",null,"0,0740 kg","71 mm","71 mm","25 mm",null,null,"2025-05-08",null,"","https://www.ospel.pl/sites/all/pliki/import/image/podtynk/sonata/bialy/lp-11r_m_00.jpg","27.33.11.0","8536 50 07"]
[null,null,null,null,null,null,null,null,null,3533,"ŁP-11RS/m/40","Łącznik dwubiegunowy z podświetleniem niebieskim",40.799999999999997,1,"szt","PLN","23%","",4,null,null,null,null,"5907577449759",null,null,"SONATA",null,null,"",null,4,null,"https://www.ospel.pl/sites/all/pliki/import/image/podtynk/sonata/czek_metalik/lp-11rs_m_40.jpg","https://www.ospel.pl/sites/all/pliki/import/image/rysunki/sonata/lacznik_ip20.jpg",null,"16AX250~, IP-20, zaciski bezgwintowe","","",null,null,null,"CZEKOLADOWY METALIK",null,"0.075 kg","71 mm","71 mm","25 mm",null,null,"2025-05-08",null,"https://www.ospel.pl/sites/all/pliki/import/image/schematy/lacznik_dwubiegunowy.jpg","https://www.ospel.pl/sites/all/pliki/import/image/podtynk/sonata/czek_metalik/lp-11rs_m_40.jpg","27.33.11.0","8536 50 07"]
[null,null,null,null,null,null,null,null,null,3543,"ŁP-12RS/m/82","Łącznik kontrolny z podświetleniem niebieskim",36.799999999999997,1,"szt","PLN","23%","",4,null,null,null,null,"",null,null,"SONATA",null,null,"",null,4,null,"https://www.ospel.pl/sites/all/pliki/import/image/podtynk/sonata/kaszmir/lp-1rs_m_82.jpg","https://www.ospel.pl/sites/all/pliki/import/image/rysunki/sonata/lacznik_ip20.jpg",null,"16AX250~, IP-20, zaciski bezgwintowe","","",null,null,null,"KASZMIR",null,"0.074 kg","71 mm","71 mm","25 mm",null,null,"2025-05-08",null,"","https://www.ospel.pl/sites/all/pliki/import/image/podtynk/sonata/kaszmir/lp-1rs_m_82.jpg","27.33.11.0","8536 50 07"]
[null,null,null,null,null,null,null,null,null,3552,"ŁP-13RS/m/00","Łącznik potrójny z podświetleniem pomarańczowym",45.2,1,"szt","PLN","23%","",10,null,null,null,null,"5907577446963",null,null,"SONATA",null,null,"",null,10,null,"https://www.ospel.pl/sites/all/pliki/import/image/podtynk/sonata/bialy/lp-13rs_m_00.jpg","",null,"10AX/250~, IP-20 zaciski bezgwintowe","","",null,null,null,"BIAŁY",null,"0.077 kg","71 mm","71 mm","25 mm",null,null,"2025-05-08",null,"","https://www.ospel.pl/sites/all/pliki/import/image/podtynk/sonata/bialy/lp-13rs_m_00.jpg","27.33.11.0","8536 50 07"]
[null,null,null,null,null,null,null,null,null,3561,"ŁP-15RS/m/27","Łącznik hotelowy z podświetleniem pomarańczowym",127.1,1,"szt","PLN","23%","",5,null,null,null,null,"5907577445058",null,null,"SONATA",null,null,"",null,5,null,"https://www.ospel.pl/sites/all/pliki/import/image/podtynk/sonata/ecru/lp-15rs_m_27.jpg","https://www.ospel.pl/sites/all/pliki/import/image/rysunki/sonata/lacznik_hotelowy.jpg",null,"16A230~, IP-20, zaciski gwintowe","","Tylko na zamówienie",null,null,null,"ECRU",null,"0.101 kg","71 mm","71 mm","31 mm",null,null,"2025-05-08",null,"https://www.ospel.pl/sites/all/pliki/import/image/schematy/lacznik_hotelowy.jpg","https://www.ospel.pl/sites/all/pliki/import/image/podtynk/sonata/ecru/lp-15rs_m_27.jpg","27.33.11.0","8536 50 05"]
[null,null,null,null,null,null,null,null,null,3565,"ŁP-15RS/m/40","Łącznik hotelowy z podświetleniem pomarańczowym",130.80000000000001,1,"szt","PLN","23%","",5,null,null,null,null,"5907577448967",null,null,"SONATA",null,null,"",null,5,null,"https://www.ospel.pl/sites/all/pliki/import/image/podtynk/sonata/czek_metalik/lp-15rs_m_40.jpg","https://www.ospel.pl/sites/all/pliki/import/image/rysunki/sonata/lacznik_hotelowy.jpg",null,"16A230~, IP-20, zaciski gwintowe","","Tylko na zamówienie",null,null,null,"CZEKOLADOWY METALIK",null,"0.101 kg","71 mm","71 mm","31 mm",null,null,"2025-05-08",null,"","https://www.ospel.pl/sites/all/pliki/import/image/podtynk/sonata/czek_metalik/lp-15rs_m_40.jpg","27.33.11.0","8536 50 05"]
[null,null,null,null,null,null,null,null,null,3578,"ŁP-17R/m/33","Łącznik podwójny zwierny",41.2,1,"szt","PLN","23%","",4,null,null,null,null,"5907577446840",null,null,"SONATA",null,null,"",null,4,null,"https://www.ospel.pl/sites/all/pliki/import/image/podtynk/sonata/czarny/lp-2r_m_33.jpg","https://www.ospel.pl/sites/all/pliki/import/image/rysunki/sonata/lacznik_podwojny.jpg",null,"10AX/250~, IP-20 zaciski bezgwintowe","","",null,null,null,"CZARNY METALIK",null,"0.0755 kg","71 mm","71 mm","25 mm",null,null,"2025-05-08",null,"","https://www.ospel.pl/sites/all/pliki/import/image/podtynk/sonata/czarny/lp-2r_m_33.jpg","27.33.11.0","8536 50 07"]
[null,null,null,null,null,null,null,null,null,3579,"ŁP-17R/m/38","Łącznik podwójny zwierny",41.2,1,"szt","PLN","23%","",4,null,null,null,null,"5907577447755",null,null,"SONATA",null,null,"",null,4,null,"https://www.ospel.pl/sites/all/pliki/import/image/podtynk/sonata/srebro_mat/lp-2r_m_38.jpg","https://www.ospel.pl/sites/all/pliki/import/image/rysunki/sonata/lacznik_podwojny.jpg",null,"10AX/250~, IP-20 zaciski bezgwintowe","","",null,null,null,"SREBRO MAT",null,"0.0755 kg","71 mm","71 mm","25 mm",null,null,"2025-05-08",null,"","https://www.ospel.pl/sites/all/pliki/import/image/podtynk/sonata/srebro_mat/lp-2r_m_38.jpg","27.33.11.0","8536 50 07"]
[null,null,null,null,null,null,null,null,null,3588,"ŁP-19R/m/39","Łącznik podwójny krzyżowy",65.5,1,"szt","PLN","23%","",4,null,null,null,null,"5906729009292",null,null,"SONATA",null,null,"",null,4,null,"https://www.ospel.pl/sites/all/pliki/import/image/podtynk/sonata/szampan_zloty/lp-2r_m_39.jpg","https://www.ospel.pl/sites/all/pliki/import/image/rysunki/sonata/lacznik_podwojny.jpg",null,"10AX250~, IP-20 zaciski gwintowe","","",null,null,null,"SZAMPAŃSKI ZŁOTY",null,"","71 mm","71 mm","24 mm",null,null,"2025-05-08",null,"","https://www.ospel.pl/sites/all/pliki/import/image/podtynk/sonata/szampan_zloty/lp-2r_m_39.jpg","27.33.11.0","8536 50 07"]
[null,null,null,null,null,null,null,null,null,3596,"ŁP-1R/m/39","Łącznik jednobiegunowy",31.3,1,"szt","PLN","23%","",4,null,null,null,null,"5907577447779",null,null,"SONATA",null,null,"",null,4,null,"https://www.ospel.pl/sites/all/pliki/import/image/podtynk/sonata/szampan_zloty/lp-1r_m_39.jpg","https://www.ospel.pl/sites/all/pliki/import/image/rysunki/sonata/lacznik_ip20.jpg",null,"16AX250~, IP-20, zaciski bezgwintowe","","",null,null,null,"SZAMPAŃSKI ZŁOTY",null,"0.067 kg","71 mm","71 mm","25 mm",null,null,"2025-05-08",null,"","https://www.ospel.pl/sites/all/pliki/import/image/podtynk/sonata/szampan_zloty/lp-1r_m_39.jpg","27.33.11.0","8536 50 07"]
[null,null,null,null,null,null,null,null,null,3605,"ŁP-1RS/m/40","Łącznik jednobiegunowy z podświetleniem niebieskim",35.700000000000003,1,"szt","PLN","23%","",4,null,null,null,null,"5907577448578",null,null,"SONATA",null,null,"",null,4,null,"https://www.ospel.pl/sites/all/pliki/import/image/podtynk/sonata/czek_metalik/lp-1rs_m_40.jpg","https://www.ospel.pl/sites/all/pliki/import/image/rysunki/sonata/lacznik_ip20.jpg",null,"16AX250~, IP-20, zaciski bezgwintowe","","",null,null,null,"CZEKOLADOWY METALIK",null,"0.068 kg","71 mm","71 mm","25 mm",null,null,"2025-05-08",null,"","https://www.ospel.pl/sites/all/pliki/import/image/podtynk/sonata/czek_metalik/lp-1rs_m_40.jpg","27.33.11.0","8536 50 07"]
[null,null,null,null,null,null,null,null,null,3614,"ŁP-21R/m/75","Łącznik zwierny",33,1,"szt","PLN","23%","",4,null,null,null,null,"5906729023748",null,null,"SONATA",null,null,"",null,4,null,"https://www.ospel.pl/sites/all/pliki/import/image/podtynk/sonata/bialy/lp-1r_m_00.jpg","https://www.ospel.pl/sites/all/pliki/import/image/rysunki/sonata/lacznik_ip20.jpg",null,"10AX/250~, IP-20 zaciski bezgwintowe","","",null,null,null,"BIAŁY MAT",null,"0,0700 kg","71 mm","71 mm","25 mm",null,null,"2025-05-08",null,"","https://www.ospel.pl/sites/all/pliki/import/image/podtynk/sonata/bialy/lp-1r_m_00.jpg","27.33.11.0","8536 50 07"]
[null,null,null,null,null,null,null,null,null,3624,"ŁP-2R/m/00","Łącznik dwugrupowy świecznikowy",25.8,1,"szt","PLN","23%","",10,null,null,null,null,"5907577444075",null,null,"SONATA",null,null,"",null,10,null,"https://www.ospel.pl/sites/all/pliki/import/image/podtynk/sonata/bialy/lp-2r_m_00.jpg","https://www.ospel.pl/sites/all/pliki/import/image/rysunki/sonata/lacznik_podwojny.jpg",null,"16AX250~, IP-20, zaciski bezgwintowe","","",null,null,null,"BIAŁY",null,"0.075 kg","71 mm","71 mm","25 mm",null,null,"2025-05-08",null,"https://www.ospel.pl/sites/all/pliki/import/image/schematy/lacznik_swiecznikowy.jpg","https://www.ospel.pl/sites/all/pliki/import/image/podtynk/sonata/bialy/lp-2r_m_00.jpg","27.33.11.0","8536 50 07"]
[null,null,null,null,null,null,null,null,null,3631,"ŁP-2R/m/82","Łącznik dwugrupowy świecznikowy",35.6,1,"szt","PLN","23%","",4,null,null,null,null,"5906729029443",null,null,"SONATA",null,null,"",null,4,null,"https://www.ospel.pl/sites/all/pliki/import/image/podtynk/sonata/kaszmir/lp-2r_m_82.jpg","https://www.ospel.pl/sites/all/pliki/import/image/rysunki/sonata/lacznik_podwojny.jpg",null,"16AX250~, IP-20, zaciski bezgwintowe","","",null,null,null,"KASZMIR",null,"0.075 kg","71 mm","71 mm","25 mm",null,null,"2025-05-08",null,"","https://www.ospel.pl/sites/all/pliki/import/image/podtynk/sonata/kaszmir/lp-2r_m_82.jpg","27.33.11.0","8536 50 07"]
[null,null,null,null,null,null,null,null,null,3640,"ŁP-3R/m/00","Łącznik schodowy",25.8,1,"szt","PLN","23%","",10,null,null,null,null,"5907577444082",null,null,"SONATA",null,null,"",null,10,null,"https://www.ospel.pl/sites/all/pliki/import/image/podtynk/sonata/bialy/lp-3r_m_00.jpg","https://www.ospel.pl/sites/all/pliki/import/image/rysunki/sonata/lacznik_ip20.jpg",null,"16AX250~, IP-20, zaciski bezgwintowe","","",null,null,null,"BIAŁY",null,"0.074 kg","71 mm","71 mm","25 mm",null,null,"2025-05-08",null,"https://www.ospel.pl/sites/all/pliki/import/image/schematy/laczniki_schodowe_wspolpraca.jpg","https://www.ospel.pl/sites/all/pliki/import/image/podtynk/sonata/bialy/lp-3r_m_00.jpg","27.33.11.0","8536 50 07"]
[null,null,null,null,null,null,null,null,null,3641,"ŁP-3R/m/27","Łącznik schodowy",25.8,1,"szt","PLN","23%","",10,null,null,null,null,"5907577444631",null,null,"SONATA",null,null,"",null,10,null,"https://www.ospel.pl/sites/all/pliki/import/image/podtynk/sonata/ecru/lp-3r_m_27.jpg","https://www.ospel.pl/sites/all/pliki/import/image/rysunki/sonata/lacznik_ip20.jpg",null,"16AX250~, IP-20, zaciski bezgwintowe","","",null,null,null,"ECRU",null,"0.074 kg","71 mm","71 mm","25 mm",null,null,"2025-05-08",null,"https://www.ospel.pl/sites/all/pliki/import/image/schematy/laczniki_schodowe_wspolpraca.jpg","https://www.ospel.pl/sites/all/pliki/import/image/podtynk/sonata/ecru/lp-3r_m_27.jpg","27.33.11.0","8536 50 07"]
[null,null,null,null,null,null,null,null,null,3649,"ŁP-3RS/m/27","Łącznik schodowy z podświetleniem pomarańczowym",33.299999999999997,1,"szt","PLN","23%","",10,null,null,null,null,"5907577444754",null,null,"SONATA",null,null,"",null,10,null,"https://www.ospel.pl/sites/all/pliki/import/image/podtynk/sonata/ecru/lp-3rs_m_27.jpg","https://www.ospel.pl/sites/all/pliki/import/image/rysunki/sonata/lacznik_ip20.jpg",null,"16AX250~, IP-20, zaciski bezgwintowe","","",null,null,null,"ECRU",null,"0.075 kg","71 mm","71 mm","25 mm",null,null,"2025-05-08",null,"https://www.ospel.pl/sites/all/pliki/import/image/schematy/laczniki_schodowe_wspolpraca.jpg","https://www.ospel.pl/sites/all/pliki/import/image/podtynk/sonata/ecru/lp-3rs_m_27.jpg","27.33.11.0","8536 50 07"]
[null,null,null,null,null,null,null,null,null,3658,"ŁP-4R/m/33","Łącznik krzyżowy",40.6,1,"szt","PLN","23%","",4,null,null,null,null,"5907577446055",null,null,"SONATA",null,null,"",null,4,null,"https://www.ospel.pl/sites/all/pliki/import/image/podtynk/sonata/czarny/lp-4r_m_33.jpg","https://www.ospel.pl/sites/all/pliki/import/image/rysunki/sonata/lacznik_ip20.jpg",null,"16AX250~, IP-20, zaciski bezgwintowe","","",null,null,null,"CZARNY METALIK",null,"0.079 kg","71 mm","71 mm","25 mm",null,null,"2025-05-08",null,"","https://www.ospel.pl/sites/all/pliki/import/image/podtynk/sonata/czarny/lp-4r_m_33.jpg","27.33.11.0","8536 50 07"]
[null,null,null,null,null,null,null,null,null,3667,"ŁP-4RS/m/38","Łącznik krzyżowy z podświetleniem niebieskim",45.1,1,"szt","PLN","23%","",4,null,null,null,null,"5907577447243",null,null,"SONATA",null,null,"",null,4,null,"https://www.ospel.pl/sites/all/pliki/import/image/podtynk/sonata/srebro_mat/lp-4rs_m_38.jpg","https://www.ospel.pl/sites/all/pliki/import/image/rysunki/sonata/lacznik_ip20.jpg",null,"16AX250~, IP-20, zaciski bezgwintowe","","",null,null,null,"SREBRO MAT",null,"0.08 kg","71 mm","71 mm","25 mm",null,null,"2025-05-08",null,"","https://www.ospel.pl/sites/all/pliki/import/image/podtynk/sonata/srebro_mat/lp-4rs_m_38.jpg","27.33.11.0","8536 50 07"]
[null,null,null,null,null,null,null,null,null,3672,"ŁP-5R/m/00","Łącznik zwierny \"światło\"",25.8,1,"szt","PLN","23%","",10,null,null,null,null,"5907577444105",null,null,"SONATA",null,null,"",null,10,null,"https://www.ospel.pl/sites/all/pliki/import/image/podtynk/sonata/bialy/lp-5r_m_00.jpg","https://www.ospel.pl/sites/all/pliki/import/image/rysunki/sonata/lacznik_ip20.jpg",null,"10AX/250~, IP-20 zaciski bezgwintowe","","",null,null,null,"BIAŁY",null,"0.07 kg","71 mm","71 mm","25 mm",null,null,"2025-05-08",null,"https://www.ospel.pl/sites/all/pliki/import/image/schematy/lacznik_zwierny_swiatlo.jpg","https://www.ospel.pl/sites/all/pliki/import/image/podtynk/sonata/bialy/lp-5r_m_00.jpg","27.33.11.0","8536 50 07"]
[null,null,null,null,null,null,null,null,null,3684,"ŁP-5RS/m/39","Łącznik zwierny \"światło\" z podświetleniem niebieskim",39.4,1,"szt","PLN","23%","",4,null,null,null,null,"5907577447939",null,null,"SONATA",null,null,"",null,4,null,"https://www.ospel.pl/sites/all/pliki/import/image/podtynk/sonata/szampan_zloty/lp-5rs_m_39.jpg","https://www.ospel.pl/sites/all/pliki/import/image/rysunki/sonata/lacznik_ip20.jpg",null,"10AX/250~, IP-20 zaciski bezgwintowe","","",null,null,null,"SZAMPAŃSKI ZŁOTY",null,"0.071 kg","71 mm","71 mm","25 mm",null,null,"2025-05-08",null,"","https://www.ospel.pl/sites/all/pliki/import/image/podtynk/sonata/szampan_zloty/lp-5rs_m_39.jpg","27.33.11.0","8536 50 07"]
[null,null,null,null,null,null,null,null,null,3693,"ŁP-6R/m/40","Łącznik zwierny \"dzwonek\"",33.299999999999997,1,"szt","PLN","23%","",4,null,null,null,null,"5907577448509",null,null,"SONATA",null,null,"",null,4,null,"https://www.ospel.pl/sites/all/pliki/import/image/podtynk/sonata/czek_metalik/lp-6r_m_40.jpg","https://www.ospel.pl/sites/all/pliki/import/image/rysunki/sonata/lacznik_ip20.jpg",null,"10AX/250~, IP-20 zaciski bezgwintowe","","",null,null,null,"CZEKOLADOWY METALIK",null,"0.07 kg","71 mm","71 mm","25 mm",null,null,"2025-05-08",null,"","https://www.ospel.pl/sites/all/pliki/import/image/podtynk/sonata/czek_metalik/lp-6r_m_40.jpg","27.33.11.0","8536 50 07"]
[null,null,null,null,null,null,null,null,null,3702,"ŁP-6RS/m/75","Łącznik zwierny \"dzwonek\" z podświetleniem niebieskim",39,1,"szt","PLN","23%","",4,null,null,null,null,"5906729023731",null,null,"SONATA",null,null,"",null,4,null,"https://www.ospel.pl/sites/all/pliki/import/image/podtynk/sonata/bialy/lp-6rs_m_00.jpg","https://www.ospel.pl/sites/all/pliki/import/image/rysunki/sonata/lacznik_ip20.jpg",null,"10AX/250~, IP-20 zaciski bezgwintowe","","",null,null,null,"BIAŁY MAT",null,"0,0710 kg","71 mm","71 mm","25 mm",null,null,"2025-05-08",null,"","https://www.ospel.pl/sites/all/pliki/import/image/podtynk/sonata/bialy/lp-6rs_m_00.jpg","27.33.11.0","8536 50 07"]
[null,null,null,null,null,null,null,null,null,3708,"ŁP-7R/m/39","Łącznik żaluzjowy, zwierny",39.4,1,"szt","PLN","23%","",4,null,null,null,null,"5907577447830",null,null,"SONATA",null,null,"",null,4,null,"https://www.ospel.pl/sites/all/pliki/import/image/podtynk/sonata/szampan_zloty/lp-7r_m_39.jpg","https://www.ospel.pl/sites/all/pliki/import/image/rysunki/sonata/lacznik_zaluzjowy.jpg",null,"10AX/250~, IP-20 zaciski bezgwintowe","","",null,null,null,"SZAMPAŃSKI ZŁOTY",null,"0.075 kg","71 mm","71 mm","25 mm",null,null,"2025-05-08",null,"","https://www.ospel.pl/sites/all/pliki/import/image/podtynk/sonata/szampan_zloty/lp-7r_m_39.jpg","27.33.11.0","8536 50 07"]
[null,null,null,null,null,null,null,null,null,3711,"ŁP-7R/m/82","Łącznik żaluzjowy, zwierny",39,1,"szt","PLN","23%","",4,null,null,null,null,"5906729029566",null,null,"SONATA",null,null,"",null,4,null,"https://www.ospel.pl/sites/all/pliki/import/image/podtynk/sonata/kaszmir/lp-7r_m_82.jpg","https://www.ospel.pl/sites/all/pliki/import/image/rysunki/sonata/lacznik_zaluzjowy.jpg",null,"10AX/250~, IP-20 zaciski bezgwintowe","","",null,null,null,"KASZMIR",null,"0.075 kg","71 mm","71 mm","25 mm",null,null,"2025-05-08",null,"","https://www.ospel.pl/sites/all/pliki/import/image/podtynk/sonata/kaszmir/lp-7r_m_82.jpg","27.33.11.0","8536 50 07"]
[null,null,null,null,null,null,null,null,null,3720,"ŁP-7RBS/m/00","Łącznik żaluzjowy z podświetleniem pomarańczowym z blokadą mechaniczną",48.2,1,"szt","PLN","23%","",10,null,null,null,null,"5907577479008",null,null,"SONATA",null,null,"",null,10,null,"https://www.ospel.pl/sites/all/pliki/import/image/podtynk/sonata/bialy/lp-7rs_m_00.jpg","https://www.ospel.pl/sites/all/pliki/import/image/rysunki/sonata/lacznik_zaluzjowy.jpg",null,"10AX/250~, IP-20 zaciski bezgwintowe","","",null,null,null,"BIAŁY",null,"0.076 kg","71 mm","71 mm","25 mm",null,null,"2025-05-08",null,"","https://www.ospel.pl/sites/all/pliki/import/image/podtynk/sonata/bialy/lp-7rs_m_00.jpg","27.33.11.0","8536 50 07"]
[null,null,null,null,null,null,null,null,null,3729,"ŁP-7RS/m/27","Łącznik żaluzjowy, zwierny, z podświetleniem pomarańczowym",39.1,1,"szt","PLN","23%","",10,null,null,null,null,"5907577444792",null,null,"SONATA",null,null,"",null,10,null,"https://www.ospel.pl/sites/all/pliki/import/image/podtynk/sonata/ecru/lp-7rs_m_27.jpg","https://www.ospel.pl/sites/all/pliki/import/image/rysunki/sonata/lacznik_zaluzjowy.jpg",null,"10AX/250~, IP-20 zaciski bezgwintowe","","",null,null,null,"ECRU",null,"0.076 kg","71 mm","71 mm","25 mm",null,null,"2025-05-08",null,"https://www.ospel.pl/sites/all/pliki/import/image/schematy/lacznik_zaluzjowy_podswietlenie.jpg","https://www.ospel.pl/sites/all/pliki/import/image/podtynk/sonata/ecru/lp-7rs_m_27.jpg","27.33.11.0","8536 50 07"]
[null,null,null,null,null,null,null,null,null,3737,"ŁP-8R/m/27","Ściemniacz przyciskowo-obrotowy przystosowany do obciążenia żarowego i halogenowego",132.4,1,"szt","PLN","23%","",5,null,null,null,null,"5907577444716",null,null,"SONATA",null,null,"",null,5,null,"https://www.ospel.pl/sites/all/pliki/import/image/podtynk/sonata/ecru/lp-8r_m_27.jpg","https://www.ospel.pl/sites/all/pliki/import/image/rysunki/sonata/sciemniacz.jpg",null,"40-400W, 230V~50Hz, zaciski gwintowe","","",null,null,null,"ECRU",null,"0.1125 kg","71 mm","71 mm","24 mm",null,null,"2025-05-08",null,"https://www.ospel.pl/sites/all/pliki/import/image/schematy/sciemniacze.pdf","https://www.ospel.pl/sites/all/pliki/import/image/podtynk/sonata/ecru/lp-8r_m_27.jpg","27.33.11.0","8536 50 05"]
[null,null,null,null,null,null,null,null,null,3746,"ŁP-8RL2/m/33","Ściemniacz uniwersalny do obciążenia żarowego, halogenowego oraz LED",211.5,1,"szt","PLN","23%","",5,null,null,null,null,"5907577478520",null,null,"SONATA",null,null,"",null,5,null,"https://www.ospel.pl/sites/all/pliki/import/image/podtynk/sonata/czarny/lp-8r_m_33.jpg","https://www.ospel.pl/sites/all/pliki/import/image/rysunki/sonata/sciemniacz.jpg",null,"LED 0-100W, GLS 10-250W, 230V~50Hz","","",null,null,null,"CZARNY METALIK",null,"0.093 kg","71 mm","71 mm","31 mm",null,null,"2025-05-08",null,"","https://www.ospel.pl/sites/all/pliki/import/image/podtynk/sonata/czarny/lp-8r_m_33.jpg","27.33.11.0","8536 50 05"]
[null,null,null,null,null,null,null,null,null,3755,"ŁP-9R/m/38","Łącznik schodowy + jednobiegunowy",39.1,1,"szt","PLN","23%","",4,null,null,null,null,"5907577449360",null,null,"SONATA",null,null,"",null,4,null,"https://www.ospel.pl/sites/all/pliki/import/image/podtynk/sonata/srebro_mat/lp-2r_m_38.jpg","https://www.ospel.pl/sites/all/pliki/import/image/rysunki/sonata/lacznik_podwojny.jpg",null,"16AX250~, IP-20, zaciski bezgwintowe","","",null,null,null,"SREBRO MAT",null,"0.078 kg","71 mm","71 mm","25 mm",null,null,"2025-05-08",null,"","https://www.ospel.pl/sites/all/pliki/import/image/podtynk/sonata/srebro_mat/lp-2r_m_38.jpg","27.33.11.0","8536 50 07"]
[null,null,null,null,null,null,null,null,null,3760,"PNP-1R/00","Puszka instalacyjna do serii SONATA pojedyncza",9.3000000000000007,1,"szt","PLN","23%","",10,null,null,null,null,"5907577462208",null,null,"SONATA",null,null,"",null,10,null,"https://www.ospel.pl/sites/all/pliki/import/image/podtynk/sonata/bialy/pnp-1r_00.jpg","",null,"Wysokość 32mm","","",null,null,null,"BIAŁY",null,"0.044 kg","84 mm","84 mm","",null,null,"2025-05-08",null,"","https://www.ospel.pl/sites/all/pliki/import/image/podtynk/sonata/bialy/pnp-1r_00.jpg","27.33.13.0","8536 90 01"]
[null,null,null,null,null,null,null,null,null,3764,"PNP-1R/39","Puszka instalacyjna do serii SONATA pojedyncza",13.3,1,"szt","PLN","23%","",10,null,null,null,null,"5907577472375",null,null,"SONATA",null,null,"",null,10,null,"https://www.ospel.pl/sites/all/pliki/import/image/podtynk/sonata/szampan_zloty/pnp-1r_39.jpg","",null,"Wysokość 32mm","","",null,null,null,"SZAMPAŃSKI ZŁOTY",null,"0.044 kg","84 mm","84 mm","",null,null,"2025-05-08",null,"","https://www.ospel.pl/sites/all/pliki/import/image/podtynk/sonata/szampan_zloty/pnp-1r_39.jpg","27.33.13.0","8536 90 01"]
[null,null,null,null,null,null,null,null,null,3773,"PNP-2R/40","Puszka instalacyjna do serii SONATA podwójna",16.8,1,"szt","PLN","23%","",6,null,null,null,null,"5907577472429",null,null,"SONATA",null,null,"",null,6,null,"https://www.ospel.pl/sites/all/pliki/import/image/podtynk/sonata/czek_metalik/pnp-2r_40.jpg","",null,"Wysokość 32mm","","",null,null,null,"CZEKOLADOWY METALIK",null,"0.077 kg","84 mm","155 mm","",null,null,"2025-05-08",null,"","https://www.ospel.pl/sites/all/pliki/import/image/podtynk/sonata/czek_metalik/pnp-2r_40.jpg","27.33.13.0","8536 90 01"]
[null,null,null,null,null,null,null,null,null,3782,"PNP-2RN/75","Puszka narożna do serii SONATA podwójna, wyposażona w ramkę",23,1,"szt","PLN","23%","",5,null,null,null,null,"5906729024486",null,null,"SONATA",null,null,"",null,5,null,"https://www.ospel.pl/sites/all/pliki/import/image/podtynk/sonata/bialy/pnp-2rn_00.jpg","",null,"Wysokość 45m","","",null,null,null,"BIAŁY MAT",null,"","84 mm","155 mm","45 mm",null,null,"2025-05-08",null,"","https://www.ospel.pl/sites/all/pliki/import/image/podtynk/sonata/bialy/pnp-2rn_00.jpg","27.33.13.0","8536 90 01"]
[null,null,null,null,null,null,null,null,null,3792,"R-1R/00","Ramka pojedyncza",6,1,"szt","PLN","23%","",10,null,null,null,null,"5907577444549",null,null,"SONATA",null,null,"",null,10,null,"https://www.ospel.pl/sites/all/pliki/import/image/podtynk/sonata/bialy/r-1r_00.jpg","https://www.ospel.pl/sites/all/pliki/import/image/rysunki/sonata/ramka_1.jpg",null,"Tworzywo poliwęglan","","",null,null,null,"BIAŁY",null,"0.024 kg","84 mm","84 mm","",null,null,"2025-05-08",null,"","https://www.ospel.pl/sites/all/pliki/import/image/podtynk/sonata/bialy/r-1r_00.jpg","27.33.13.0","8536 90 01"]
[null,null,null,null,null,null,null,null,null,3799,"R-1R/82","Ramka pojedyncza",9.4,1,"szt","PLN","23%","",10,null,null,null,null,"5906729030265",null,null,"SONATA",null,null,"",null,10,null,"https://www.ospel.pl/sites/all/pliki/import/image/podtynk/sonata/kaszmir/r-1r_82.jpg","https://www.ospel.pl/sites/all/pliki/import/image/rysunki/sonata/ramka_1.jpg",null,"Tworzywo poliwęglan","","",null,null,null,"KASZMIR",null,"0.024 kg","84 mm","84 mm","",null,null,"2025-05-08",null,"","https://www.ospel.pl/sites/all/pliki/import/image/podtynk/sonata/kaszmir/r-1r_82.jpg","27.33.13.0","8536 90 01"]
[null,null,null,null,null,null,null,null,null,3808,"R-1RGC/32/25","Ramka pojedyncza",63.1,1,"szt","PLN","23%","",5,null,null,null,null,"5907577450847",null,null,"SONATA",null,null,"",null,5,null,"https://www.ospel.pl/sites/all/pliki/import/image/podtynk/sonata/ramki/r-1rgc_32_25.jpg","https://www.ospel.pl/sites/all/pliki/import/image/rysunki/sonata/ramka_1.jpg",null,"Szkło+PC grubość 4mm","","",null,null,null,"CZARNE SZKŁO",null,"0.06 kg","92 mm","92 mm","",null,null,"2025-05-08",null,"","https://www.ospel.pl/sites/all/pliki/import/image/podtynk/sonata/ramki/r-1rgc_32_25.jpg","27.33.13.0","8536 90 01"]
[null,null,null,null,null,null,null,null,null,3817,"R-1RW/34","Ramka pojedyncza",105.3,1,"szt","PLN","23%","",5,null,null,null,null,"5907577446994",null,null,"SONATA",null,null,"",null,5,null,"https://www.ospel.pl/sites/all/pliki/import/image/podtynk/sonata/ramki/r-1r_34.jpg","https://www.ospel.pl/sites/all/pliki/import/image/rysunki/sonata/ramka_1.jpg",null,"Drewno grubość 6 mm","","",null,null,null,"DREWNO ORZECH",null,"0.033 kg","84 mm","84 mm","",null,null,"2025-05-08",null,"","https://www.ospel.pl/sites/all/pliki/import/image/podtynk/sonata/ramki/r-1r_34.jpg","27.33.13.0","8536 90 01"]
[null,null,null,null,null,null,null,null,null,3821,"R-2R/38","Ramka podwójna",12.3,1,"szt","PLN","23%","",10,null,null,null,null,"5907577447649",null,null,"SONATA",null,null,"",null,10,null,"https://www.ospel.pl/sites/all/pliki/import/image/podtynk/sonata/srebro_mat/r-2r_38.jpg","https://www.ospel.pl/sites/all/pliki/import/image/rysunki/sonata/ramka_2.jpg",null,"Tworzywo poliwęglan","","",null,null,null,"SREBRO MAT",null,"0.042 kg","84 mm","155 mm","",null,null,"2025-05-08",null,"","https://www.ospel.pl/sites/all/pliki/import/image/podtynk/sonata/srebro_mat/r-2r_38.jpg","27.33.13.0","8536 90 01"]
[null,null,null,null,null,null,null,null,null,3826,"R-2RA/35","Ramka podwójna",173.7,1,"szt","PLN","23%","",5,null,null,null,null,"5907577447038",null,null,"SONATA",null,null,"",null,5,null,"https://www.ospel.pl/sites/all/pliki/import/image/podtynk/sonata/ramki/r-2r_35.jpg","https://www.ospel.pl/sites/all/pliki/import/image/rysunki/sonata/ramka_2.jpg",null,"Aluminium grubość 6mm","","",null,null,null,"ALUMINIUM",null,"0.132 kg","84 mm","155 mm","",null,null,"2025-05-08",null,"","https://www.ospel.pl/sites/all/pliki/import/image/podtynk/sonata/ramki/r-2r_35.jpg","27.33.13.0","8536 90 01"]
[null,null,null,null,null,null,null,null,null,3835,"R-2RGC/41/25","Ramka podwójna",115.1,1,"szt","PLN","23%","",5,null,null,null,null,"5907577450885",null,null,"SONATA",null,null,"",null,5,null,"https://www.ospel.pl/sites/all/pliki/import/image/podtynk/sonata/ramki/r-2rgc_41_25.jpg","https://www.ospel.pl/sites/all/pliki/import/image/rysunki/sonata/ramka_2.jpg",null,"Szkło+PC grubość 4mm","","",null,null,null,"SZARE SZKŁO",null,"0.113 kg","92 mm","163 mm","",null,null,"2025-05-08",null,"","https://www.ospel.pl/sites/all/pliki/import/image/podtynk/sonata/ramki/r-2rgc_41_25.jpg","27.33.13.0","8536 90 01"]
[null,null,null,null,null,null,null,null,null,3844,"R-3R/00","Ramka potrójna",13.2,1,"szt","PLN","23%","",10,null,null,null,null,"5907577444563",null,null,"SONATA",null,null,"",null,10,null,"https://www.ospel.pl/sites/all/pliki/import/image/podtynk/sonata/bialy/r-3r_00.jpg","https://www.ospel.pl/sites/all/pliki/import/image/rysunki/sonata/ramka_3.jpg",null,"Tworzywo poliwęglan","","",null,null,null,"BIAŁY",null,"0.06 kg","84 mm","226 mm","",null,null,"2025-05-08",null,"","https://www.ospel.pl/sites/all/pliki/import/image/podtynk/sonata/bialy/r-3r_00.jpg","27.33.13.0","8536 90 01"]
[null,null,null,null,null,null,null,null,null,3852,"R-3RA/35","Ramka potrójna",227.4,1,"szt","PLN","23%","",5,null,null,null,null,"5907577447045",null,null,"SONATA",null,null,"",null,5,null,"https://www.ospel.pl/sites/all/pliki/import/image/podtynk/sonata/ramki/r-3r_35.jpg","https://www.ospel.pl/sites/all/pliki/import/image/rysunki/sonata/ramka_3.jpg",null,"Aluminium grubość 6mm","","",null,null,null,"ALUMINIUM",null,"0.188 kg","84 mm","226 mm","",null,null,"2025-05-08",null,"","https://www.ospel.pl/sites/all/pliki/import/image/podtynk/sonata/ramki/r-3r_35.jpg","27.33.13.0","8536 90 01"]
[null,null,null,null,null,null,null,null,null,3861,"R-3RGC/41/25","Ramka potrójna",166.5,1,"szt","PLN","23%","",5,null,null,null,null,"5907577450915",null,null,"SONATA",null,null,"",null,5,null,"https://www.ospel.pl/sites/all/pliki/import/image/podtynk/sonata/ramki/r-3rgc_41_25.jpg","https://www.ospel.pl/sites/all/pliki/import/image/rysunki/sonata/ramka_3.jpg",null,"Szkło+PC grubość 4mm","","",null,null,null,"SZARE SZKŁO",null,"0.134 kg","92 mm","234 mm","",null,null,"2025-05-08",null,"","https://www.ospel.pl/sites/all/pliki/import/image/podtynk/sonata/ramki/r-3rgc_41_25.jpg","27.33.13.0","8536 90 01"]
[null,null,null,null,null,null,null,null,null,3870,"R-4R/00","Ramka poczwórna",17.399999999999999,1,"szt","PLN","23%","",10,null,null,null,null,"5907577444570",null,null,"SONATA",null,null,"",null,10,null,"https://www.ospel.pl/sites/all/pliki/import/image/podtynk/sonata/bialy/r-4r_00.jpg","https://www.ospel.pl/sites/all/pliki/import/image/rysunki/sonata/ramka_4.jpg",null,"Tworzywo poliwęglan","","",null,null,null,"BIAŁY",null,"0.078 kg","84 mm","297 mm","",null,null,"2025-05-08",null,"","https://www.ospel.pl/sites/all/pliki/import/image/podtynk/sonata/bialy/r-4r_00.jpg","27.33.13.0","8536 90 01"]
[null,null,null,null,null,null,null,null,null,3876,"R-4R/75","Ramka poczwórna",20.3,1,"szt","PLN","23%","",10,null,null,null,null,"5906729010052",null,null,"SONATA",null,null,"",null,10,null,"https://www.ospel.pl/sites/all/pliki/import/image/podtynk/sonata/bialy/r-4r_00.jpg","https://www.ospel.pl/sites/all/pliki/import/image/rysunki/sonata/ramka_4.jpg",null,"Tworzywo poliwęglan","","",null,null,null,"BIAŁY MAT",null,"0,0780 kg","84 mm","297 mm","",null,null,"2025-05-08",null,"","https://www.ospel.pl/sites/all/pliki/import/image/podtynk/sonata/bialy/r-4r_00.jpg","27.33.13.0","8536 90 01"]
[null,null,null,null,null,null,null,null,null,3887,"R-4RGC/41/25","Ramka poczwórna",198.1,1,"szt","PLN","23%","",5,null,null,null,null,"5907577450960",null,null,"SONATA",null,null,"",null,5,null,"https://www.ospel.pl/sites/all/pliki/import/image/podtynk/sonata/ramki/r-4rgc_41_25.jpg","https://www.ospel.pl/sites/all/pliki/import/image/rysunki/sonata/ramka_4.jpg",null,"Szkło+PC grubość 4mm","","",null,null,null,"SZARE SZKŁO",null,"0.202 kg","92 mm","305 mm","",null,null,"2025-05-08",null,"","https://www.ospel.pl/sites/all/pliki/import/image/podtynk/sonata/ramki/r-4rgc_41_25.jpg","27.33.13.0","8536 90 01"]
[null,null,null,null,null,null,null,null,null,3888,"R-4RGC/60/00","Ramka poczwórna",198.1,1,"szt","PLN","23%","",5,null,null,null,null,"5907577486068",null,null,"SONATA",null,null,"",null,5,null,"https://www.ospel.pl/sites/all/pliki/import/image/podtynk/sonata/ramki/r-4rgc_60_00.jpg","https://www.ospel.pl/sites/all/pliki/import/image/rysunki/sonata/ramka_4.jpg",null,"Szkło+PC grubość 4mm","","",null,null,null,"LIMONKA SZKŁO",null,"0.202 kg","92 mm","305 mm","",null,null,"2025-05-08",null,"","https://www.ospel.pl/sites/all/pliki/import/image/podtynk/sonata/ramki/r-4rgc_60_00.jpg","27.33.13.0","8536 90 01"]
[null,null,null,null,null,null,null,null,null,3897,"R-5R/27","Ramka pięciokrotna",21.9,1,"szt","PLN","23%","",10,null,null,null,null,"5907577445126",null,null,"SONATA",null,null,"",null,10,null,"https://www.ospel.pl/sites/all/pliki/import/image/podtynk/sonata/ecru/r-5r_27.jpg","https://www.ospel.pl/sites/all/pliki/import/image/rysunki/sonata/ramka_5.jpg",null,"Tworzywo poliwęglan","","",null,null,null,"ECRU",null,"0.096 kg","84 mm","368 mm","",null,null,"2025-05-08",null,"","https://www.ospel.pl/sites/all/pliki/import/image/podtynk/sonata/ecru/r-5r_27.jpg","27.33.13.0","8536 90 01"]
[null,null,null,null,null,null,null,null,null,3905,"R-5RAC/63/25","Ramka pięciokrotna",306.89999999999998,1,"szt","PLN","23%","",5,null,null,null,null,"5906729015873",null,null,"SONATA",null,null,"",null,5,null,"https://www.ospel.pl/sites/all/pliki/import/image/podtynk/sonata/ramki/r-5rac_63_25.jpg","https://www.ospel.pl/sites/all/pliki/import/image/rysunki/sonata/ramka_5.jpg",null,"Aluminium+PC grubość 4mm","","",null,null,null,"SZCZOTKOWANA SATYNA",null,"","92 mm","376 mm","",null,null,"2025-05-08",null,"","https://www.ospel.pl/sites/all/pliki/import/image/podtynk/sonata/ramki/r-5rac_63_25.jpg","27.33.13.0","8536 90 01"]
[null,null,null,null,null,null,null,null,null,3914,"RH-1R/00","Ramka pojedyncza do łączników IP-44",6.6,1,"szt","PLN","23%","",10,null,null,null,null,"5907577445713",null,null,"SONATA",null,null,"",null,10,null,"https://www.ospel.pl/sites/all/pliki/import/image/podtynk/sonata/bialy/rh-1r_00.jpg","https://www.ospel.pl/sites/all/pliki/import/image/rysunki/sonata/ramka_1.jpg",null,"Tworzywo poliwęglan","","",null,null,null,"BIAŁY",null,"0.024 kg","84 mm","84 mm","",null,null,"2025-05-08",null,"","https://www.ospel.pl/sites/all/pliki/import/image/podtynk/sonata/bialy/rh-1r_00.jpg","27.33.13.0","8536 90 01"]
[null,null,null,null,null,null,null,null,null,3923,"RH-2R/27","Ramka podwójna do łączników IP-44",10.3,1,"szt","PLN","23%","",10,null,null,null,null,"5907577445591",null,null,"SONATA",null,null,"",null,10,null,"https://www.ospel.pl/sites/all/pliki/import/image/podtynk/sonata/ecru/rh-2r_27.jpg","https://www.ospel.pl/sites/all/pliki/import/image/rysunki/sonata/ramka_2.jpg",null,"Tworzywo poliwęglan","","",null,null,null,"ECRU",null,"0.042 kg","84 mm","155 mm","",null,null,"2025-05-08",null,"","https://www.ospel.pl/sites/all/pliki/import/image/podtynk/sonata/ecru/rh-2r_27.jpg","27.33.13.0","8536 90 01"]
[null,null,null,null,null,null,null,null,null,3928,"RH-2R/75","Ramka podwójna do łączników IP-44",13.2,1,"szt","PLN","23%","",10,null,null,null,null,"5906729024356",null,null,"SONATA",null,null,"",null,10,null,"https://www.ospel.pl/sites/all/pliki/import/image/podtynk/sonata/bialy/rh-2r_00.jpg","https://www.ospel.pl/sites/all/pliki/import/image/rysunki/sonata/ramka_2.jpg",null,"Tworzywo poliwęglan","","",null,null,null,"BIAŁY MAT",null,"0,0420 kg","84 mm","155 mm","",null,null,"2025-05-08",null,"","https://www.ospel.pl/sites/all/pliki/import/image/podtynk/sonata/bialy/rh-2r_00.jpg","27.33.13.0","8536 90 01"]
[null,null,null,null,null,null,null,null,null,3940,"RH-4R/33","Ramka poczwórna do łączników IP-44",21.4,1,"szt","PLN","23%","",10,null,null,null,null,"5907577446925",null,null,"SONATA",null,null,"",null,10,null,"https://www.ospel.pl/sites/all/pliki/import/image/podtynk/sonata/czarny/rh-4r_33.jpg","https://www.ospel.pl/sites/all/pliki/import/image/rysunki/sonata/ramka_4.jpg",null,"Tworzywo poliwęglan","","",null,null,null,"CZARNY METALIK",null,"0.078 kg","84 mm","297 mm","",null,null,"2025-05-08",null,"","https://www.ospel.pl/sites/all/pliki/import/image/podtynk/sonata/czarny/rh-4r_33.jpg","27.33.13.0","8536 90 01"]
[null,null,null,null,null,null,null,null,null,3949,"RH-5R/38","Ramka pięciokrotna do łączników IP-44",25.9,1,"szt","PLN","23%","",10,null,null,null,null,"5907577447748",null,null,"SONATA",null,null,"",null,10,null,"https://www.ospel.pl/sites/all/pliki/import/image/podtynk/sonata/srebro_mat/rh-5r_38.jpg","https://www.ospel.pl/sites/all/pliki/import/image/rysunki/sonata/ramka_5.jpg",null,"Tworzywo poliwęglan","","",null,null,null,"SREBRO MAT",null,"0.096 kg","84 mm","368 mm","",null,null,"2025-05-08",null,"","https://www.ospel.pl/sites/all/pliki/import/image/podtynk/sonata/srebro_mat/rh-5r_38.jpg","27.33.13.0","8536 90 01"]
[null,null,null,null,null,null,null,null,null,3950,"RH-5R/39","Ramka pięciokrotna do łączników IP-44",25.9,1,"szt","PLN","23%","",10,null,null,null,null,"5907577448424",null,null,"SONATA",null,null,"",null,10,null,"https://www.ospel.pl/sites/all/pliki/import/image/podtynk/sonata/szampan_zloty/rh-5r_39.jpg","https://www.ospel.pl/sites/all/pliki/import/image/rysunki/sonata/ramka_5.jpg",null,"Tworzywo poliwęglan","","",null,null,null,"SZAMPAŃSKI ZŁOTY",null,"0.096 kg","84 mm","368 mm","",null,null,"2025-05-08",null,"","https://www.ospel.pl/sites/all/pliki/import/image/podtynk/sonata/szampan_zloty/rh-5r_39.jpg","27.33.13.0","8536 90 01"]
[null,null,null,null,null,null,null,null,null,3964,"RTP-1RN/m/33","Regulator temperatury z czujnikiem napowietrznym",284.7,1,"szt","PLN","23%","",5,null,null,null,null,"5907577461201",null,null,"SONATA",null,null,"",null,5,null,"https://www.ospel.pl/sites/all/pliki/import/image/podtynk/sonata/czarny/rtp-1r_m_33.jpg","https://www.ospel.pl/sites/all/pliki/import/image/rysunki/sonata/regulator_temperatury.jpg",null,"zaciski gwintowe","","Tylko na zamówienie",null,null,null,"CZARNY METALIK",null,"0.1025 kg","71 mm","71 mm","31 mm",null,null,"2025-05-08",null,"","https://www.ospel.pl/sites/all/pliki/import/image/podtynk/sonata/czarny/rtp-1r_m_33.jpg","27.33.13.0","8536 50 05"]
[null,null,null,null,null,null,null,null,null,3967,"RTP-1RN/m/40","Regulator temperatury z czujnikiem napowietrznym",284.7,1,"szt","PLN","23%","",5,null,null,null,null,"5907577461232",null,null,"SONATA",null,null,"",null,5,null,"https://www.ospel.pl/sites/all/pliki/import/image/podtynk/sonata/czek_metalik/rtp-1r_m_40.jpg","https://www.ospel.pl/sites/all/pliki/import/image/rysunki/sonata/regulator_temperatury.jpg",null,"zaciski gwintowe","","Tylko na zamówienie",null,null,null,"CZEKOLADOWY METALIK",null,"0.1025 kg","71 mm","71 mm","31 mm",null,null,"2025-05-08",null,"","https://www.ospel.pl/sites/all/pliki/import/image/podtynk/sonata/czek_metalik/rtp-1r_m_40.jpg","27.33.13.0","8536 50 05"]
[null,null,null,null,null,null,null,null,null,3976,"Z-1R/m/75","Zaślepka",14.7,1,"szt","PLN","23%","",10,null,null,null,null,"5906729024325",null,null,"SONATA",null,null,"",null,10,null,"https://www.ospel.pl/sites/all/pliki/import/image/podtynk/sonata/bialy/z-1r_m_00.jpg","",null,"Montaż do puszek fi 60","","",null,null,null,"BIAŁY MAT",null,"0,0450 kg","71 mm","71 mm","22 mm",null,null,"2025-05-08",null,"","https://www.ospel.pl/sites/all/pliki/import/image/podtynk/sonata/bialy/z-1r_m_00.jpg","27.12.23.0","8536 90 01"]
[null,null,null,null,null,null,null,null,null,3985,"GP-1RMZP/m/44","Gniazdo pojedyncze z uziemieniem z przesłonami torów prądowych",96.9,1,"szt","PLN","23%","",4,null,null,null,null,"5907577462277",null,null,"SONATA NOWE SREBRO",null,null,"",null,4,null,"https://www.ospel.pl/sites/all/pliki/import/image/podtynk/sonata_nowe_srebro/gp-1rmzp_m_44.jpg","",null,"16A/250~, IP-20, zaciski gwintowe","","",null,null,null,"NOWE SREBRO",null,"0.117 kg","71 mm","71 mm","26 mm",null,null,"2025-05-08",null,"","https://www.ospel.pl/sites/all/pliki/import/image/podtynk/sonata_nowe_srebro/gp-1rmzp_m_44.jpg","27.33.13.0","8536 69 90"]
[null,null,null,null,null,null,null,null,null,3989,"GPA-16RMP/m/44","Gniazdo RTV przelotowe 16-dB",127.3,1,"szt","PLN","23%","",4,null,null,null,null,"5907577471231",null,null,"SONATA NOWE SREBRO",null,null,"",null,4,null,"https://www.ospel.pl/sites/all/pliki/import/image/podtynk/sonata_nowe_srebro/gpa-rm_m_44.jpg","",null,"Współczynnik tłumienia 16dB","","",null,null,null,"NOWE SREBRO",null,"0.114 kg","71 mm","71 mm","26 mm",null,null,"2025-05-08",null,"","https://www.ospel.pl/sites/all/pliki/import/image/podtynk/sonata_nowe_srebro/gpa-rm_m_44.jpg","26.40.52.0","8517 18 00"]
[null,null,null,null,null,null,null,null,null,4002,"ŁP-5RMS/m/44","Łącznik zwierny \"światło\" z podświetleniem niebieskim",103.1,1,"szt","PLN","23%","",4,null,null,null,null,"5907577471354",null,null,"SONATA NOWE SREBRO",null,null,"",null,4,null,"https://www.ospel.pl/sites/all/pliki/import/image/podtynk/sonata_nowe_srebro/lp-5rms_m_44.jpg","",null,"10AX250~, IP-20, zaciski bezgwintowe","","",null,null,null,"NOWE SREBRO",null,"0.084 kg","71 mm","71 mm","26 mm",null,null,"2025-05-08",null,"","https://www.ospel.pl/sites/all/pliki/import/image/podtynk/sonata_nowe_srebro/lp-5rms_m_44.jpg","27.33.11.0","8536 50 07"]
[null,null,null,null,null,null,null,null,null,4011,"R-4RM/44","Ramka poczwórna",172.7,1,"szt","PLN","23%","",5,null,null,null,null,"5907577477776",null,null,"SONATA NOWE SREBRO",null,null,"",null,5,null,"https://www.ospel.pl/sites/all/pliki/import/image/podtynk/sonata_nowe_srebro/r-4rm_44.jpg","",null,"","","",null,null,null,"NOWE SREBRO",null,"0.148 kg","84 mm","297 mm","",null,null,"2025-05-08",null,"","https://www.ospel.pl/sites/all/pliki/import/image/podtynk/sonata_nowe_srebro/r-4rm_44.jpg","27.33.13.0","8536 90 01"]
[null,null,null,null,null,null,null,null,null,4012,"GP-1RM/m/37","Gniazdo pojedyncze",85.7,1,"szt","PLN","23%","",4,null,null,null,null,"5907577450045",null,null,"SONATA STAL INOX",null,null,"",null,4,null,"https://www.ospel.pl/sites/all/pliki/import/image/podtynk/sonata_stal_inox/gp-1rm_m_37.jpg","",null,"16A/250~, IP-20, zaciski gwintowe","","",null,null,null,"STAL INOX",null,"0.085 kg","71 mm","71 mm","26 mm",null,null,"2025-05-08",null,"","https://www.ospel.pl/sites/all/pliki/import/image/podtynk/sonata_stal_inox/gp-1rm_m_37.jpg","27.33.13.0","8536 69 90"]
[null,null,null,null,null,null,null,null,null,4020,"GPA-10RMP/m/37","Gniazdo RTV przelotowe 10-dB",120.2,1,"szt","PLN","23%","",4,null,null,null,null,"5907577450113",null,null,"SONATA STAL INOX",null,null,"",null,4,null,"https://www.ospel.pl/sites/all/pliki/import/image/podtynk/sonata_stal_inox/gpa-10rmp_m_37.jpg","",null,"Współczynnik tłumienia 10dB","","",null,null,null,"STAL INOX",null,"0.114 kg","71 mm","71 mm","26 mm",null,null,"2025-05-08",null,"","https://www.ospel.pl/sites/all/pliki/import/image/podtynk/sonata_stal_inox/gpa-10rmp_m_37.jpg","26.40.52.0","8517 18 00"]
[null,null,null,null,null,null,null,null,null,4029,"GPT-2RMN/m/37","Gniazdo telefoniczne podwójne niezależne",176.2,1,"szt","PLN","23%","",4,null,null,null,null,"5907577450168",null,null,"SONATA STAL INOX",null,null,"",null,4,null,"https://www.ospel.pl/sites/all/pliki/import/image/podtynk/sonata_stal_inox/gpt-2rm_m_37.jpg","",null,"Zaciski gwintowe","","",null,null,null,"STAL INOX",null,"0.08 kg","71 mm","71 mm","22 mm",null,null,"2025-05-08",null,"","https://www.ospel.pl/sites/all/pliki/import/image/podtynk/sonata_stal_inox/gpt-2rm_m_37.jpg","26.30.30.0","8517 18 00"]
[null,null,null,null,null,null,null,null,null,4038,"ŁP-7RMBS/m/37","Łącznik żaluzjowy z podświetleniem niebieskim z blokadą mechaniczną",169.9,1,"szt","PLN","23%","",4,null,null,null,null,"5907577479220",null,null,"SONATA STAL INOX",null,null,"",null,4,null,"https://www.ospel.pl/sites/all/pliki/import/image/podtynk/sonata_stal_inox/lp-7rms_m_37.jpg","",null,"10AX250~, IP-20, zaciski bezgwintowe","","",null,null,null,"STAL INOX",null,"0.091 kg","71 mm","71 mm","26 mm",null,null,"2025-05-08",null,"","https://www.ospel.pl/sites/all/pliki/import/image/podtynk/sonata_stal_inox/lp-7rms_m_37.jpg","27.33.11.0","8536 50 07"]
[null,null,null,null,null,null,null,null,null,4048,"ŁPD-13RS/m/78","Łącznik dotykowy potrójny z podświetleniem",207.2,1,"szt","PLN","23%","",5,null,null,null,null,"5906729028040",null,null,"SONATA TOUCH",null,null,"",null,5,null,"https://www.ospel.pl/sites/all/pliki/import/image/podtynk/sonata_touch/lpd-13rs_m_78.jpg","",null,"110-230V~, 50-60Hz, zaciski gwintowe","","",null,null,null,"BIAŁE SZKŁO SZRONIONE",null,"","71 mm","71 mm","28 mm",null,null,"2025-05-08",null,"","https://www.ospel.pl/sites/all/pliki/import/image/podtynk/sonata_touch/lpd-13rs_m_78.jpg","27.33.11.0","8536 50 07"]
[null,null,null,null,null,null,null,null,null,4055,"ŁPD-1RS/m/32","Łącznik dotykowy jednobiegunowy z podświetleniem",161.4,1,"szt","PLN","23%","",5,null,null,null,null,"5906729009414",null,null,"SONATA TOUCH",null,null,"",null,5,null,"https://www.ospel.pl/sites/all/pliki/import/image/podtynk/sonata_touch/lpd-1rs_m_32.jpg","",null,"110-230V~, 50-60Hz, zaciski gwintowe","","",null,null,null,"CZARNE SZKŁO",null,"0.114 kg","71 mm","71 mm","28 mm",null,null,"2025-05-08",null,"","https://www.ospel.pl/sites/all/pliki/import/image/podtynk/sonata_touch/lpd-1rs_m_32.jpg","27.33.11.0","8536 50 07"]
[null,null,null,null,null,null,null,null,null,4064,"ŁPD-25RS/m/78","Łącznik dotykowy schodowy/krzyżowy z podświetleniem",181,1,"szt","PLN","23%","",5,null,null,null,null,"5906729027944",null,null,"SONATA TOUCH",null,null,"",null,5,null,"https://www.ospel.pl/sites/all/pliki/import/image/podtynk/sonata_touch/lpd-25rs_m_78.jpg","",null,"110-230V~, 50-60Hz, zaciski gwintowe","","",null,null,null,"BIAŁE SZKŁO SZRONIONE",null,"0.114 kg","71 mm","71 mm","28 mm",null,null,"2025-05-08",null,"","https://www.ospel.pl/sites/all/pliki/import/image/podtynk/sonata_touch/lpd-25rs_m_78.jpg","27.33.11.0","8536 50 07"]
[null,null,null,null,null,null,null,null,null,4073,"ŁPD-2RS/m/79","Łącznik dotykowy dwugrupowy świecznikowy z podświetleniem",175.5,1,"szt","PLN","23%","",5,null,null,null,null,"5906729027937",null,null,"SONATA TOUCH",null,null,"",null,5,null,"https://www.ospel.pl/sites/all/pliki/import/image/podtynk/sonata_touch/lpd-2rs_m_79.jpg","",null,"110-230V~, 50-60Hz, zaciski gwintowe","","",null,null,null,"CZARNE SZKŁO SZRONIONE",null,"0.118 kg","71 mm","71 mm","28 mm",null,null,"2025-05-08",null,"","https://www.ospel.pl/sites/all/pliki/import/image/podtynk/sonata_touch/lpd-2rs_m_79.jpg","27.33.11.0","8536 50 07"]
[null,null,null,null,null,null,null,null,null,4080,"ŁPDT-1RS/m/78","Łącznik dotykowy jednobiegunowy z podświetleniem + wi-fi",180,1,"szt","PLN","23%","",5,null,null,null,null,"5906729034997",null,null,"SONATA TOUCH",null,null,"",null,5,null,"","",null,"110-230V~, 50-60Hz, zaciski gwintowe","","",null,null,null,"BIAŁE SZKŁO SZRONIONE",null,"","","","",null,null,"2025-05-08",null,"","","27.33.11.0","8536 50 07"]
[null,null,null,null,null,null,null,null,null,4082,"ŁPDT-2RS/m/31","Łącznik dotykowy dwugrupowy świecznikowy z podświetleniem + wi-fi",193,1,"szt","PLN","23%","",5,null,null,null,null,"5906729009568",null,null,"SONATA TOUCH",null,null,"",null,5,null,"","",null,"110-230V~, 50-60Hz, zaciski gwintowe","","",null,null,null,"BIAŁE SZKŁO",null,"","","","",null,null,"2025-05-08",null,"","","27.33.11.0","8536 50 07"]
[null,null,null,null,null,null,null,null,null,4091,"K-1RB/27","Klawisz łącznika bezprzewodowego dwukanałowego",10.1,1,"szt","PLN","23%","",20,null,null,null,null,"5906729008332",null,null,"STEROWANIE BEZPRZEWODOWE",null,null,"",null,20,null,"https://www.ospel.pl/sites/all/pliki/import/image/podtynk/sterowanie/k-1rb_27.jpg","",null,"","","",null,null,null,"ECRU",null,"","57 mm","57 mm","",null,null,"2025-05-08",null,"","https://www.ospel.pl/sites/all/pliki/import/image/podtynk/sterowanie/k-1rb_27.jpg","27.12.40.0","8536 90 01"]
[null,null,null,null,null,null,null,null,null,4103,"ŁN-2RRF/m/00","Łącznik bezprzewodowy czterokanałowy do systemu F&F",154.5,1,"szt","PLN","23%","",5,null,null,null,null,"5907577497644",null,null,"STEROWANIE BEZPRZEWODOWE",null,null,"",null,5,null,"https://www.ospel.pl/sites/all/pliki/import/image/podtynk/sterowanie/ln-2rrf_m_00.jpg","",null,"5A, IP-20","","",null,null,null,"BIAŁY",null,"","71 mm","71 mm","",null,null,"2025-05-08",null,"","https://www.ospel.pl/sites/all/pliki/import/image/podtynk/sterowanie/ln-2rrf_m_00.jpg","27.33.11.0","8536 50 07"]
[null,null,null,null,null,null,null,null,null,4108,"GG-1Z/m/00","Gniazdo głośnikowe pojedyncze",24.3,1,"szt","PLN","23%","",10,null,null,null,null,"5906729015156",null,null,"SZAFIR",null,null,"",null,10,null,"https://www.ospel.pl/sites/all/pliki/import/image/podtynk/szafir/bialy/gg-1z_m_00.jpg","https://www.ospel.pl/sites/all/pliki/import/image/rysunki/szafir/gniazdo_glos.pdf",null,"Przyłączalność przewodów 0,75mm2","","",null,null,null,"BIAŁY",null,"0.03200000 kg","75 mm","75 mm","19 mm",null,null,"2025-05-08",null,"","https://www.ospel.pl/sites/all/pliki/import/image/podtynk/szafir/bialy/gg-1z_m_00.jpg","26.40.52.0","8517 18 00"]
[null,null,null,null,null,null,null,null,null,4117,"GGN-1Z/m/18","Gniazdo głośnikowe pojedyncze",39,1,"szt","PLN","23%","",10,null,null,null,null,"5906729015248",null,null,"SZAFIR",null,null,"",null,10,null,"https://www.ospel.pl/sites/all/pliki/import/image/podtynk/szafir/srebrny/ggn-1z_m_18.jpg","https://www.ospel.pl/sites/all/pliki/import/image/rysunki/szafir/gniazdo_glos.pdf",null,"Przyłączalność przewodów 6mm2","","",null,null,null,"SREBRO",null,"0.05200000 kg","75 mm","75 mm","19 mm",null,null,"2025-05-08",null,"","https://www.ospel.pl/sites/all/pliki/import/image/podtynk/szafir/srebrny/ggn-1z_m_18.jpg","26.40.52.0","8517 18 00"]
[null,null,null,null,null,null,null,null,null,4126,"GP-1ZP/m/33","Gniazdo pojedyncze z przesłonami torów prądowych",18.100000000000001,1,"szt","PLN","23%","",10,null,null,null,null,"5906729013473",null,null,"SZAFIR",null,null,"",null,10,null,"https://www.ospel.pl/sites/all/pliki/import/image/podtynk/szafir/czarny/gp-1zp_m_33.jpg","https://www.ospel.pl/sites/all/pliki/import/image/rysunki/szafir/gniazdo_poj.pdf",null,"16A 250V~, IP20, zaciski gwintowe","","",null,null,null,"CZARNY METALIK",null,"0.05100000 kg","75 mm","75 mm","27 mm",null,null,"2025-05-08",null,"","https://www.ospel.pl/sites/all/pliki/import/image/podtynk/szafir/czarny/gp-1zp_m_33.jpg","27.33.13.0","8536 69 90"]
[null,null,null,null,null,null,null,null,null,4132,"GP-1ZSP/m/00","Gniazdo pojedyncze z uziemieniem schuko z przesłonami torów prądowych",14.9,1,"szt","PLN","23%","",10,null,null,null,null,"5906729011905",null,null,"SZAFIR",null,null,"",null,10,null,"https://www.ospel.pl/sites/all/pliki/import/image/podtynk/szafir/bialy/gp-1zsp_m_00.jpg","https://www.ospel.pl/sites/all/pliki/import/image/rysunki/szafir/gniazdo_poj.pdf",null,"16A 250V~, IP20, zaciski gwintowe","","",null,null,null,"BIAŁY",null,"0.05800000 kg","75 mm","75 mm","31 mm",null,null,"2025-05-08",null,"","https://www.ospel.pl/sites/all/pliki/import/image/podtynk/szafir/bialy/gp-1zsp_m_00.jpg","27.33.13.0","8536 69 90"]
[null,null,null,null,null,null,null,null,null,4135,"GP-1ZSP/m/70","Gniazdo pojedyncze z uziemieniem schuko z przesłonami torów prądowych",21.2,1,"szt","PLN","23%","",10,null,null,null,null,"5906729014364",null,null,"SZAFIR",null,null,"",null,10,null,"https://www.ospel.pl/sites/all/pliki/import/image/podtynk/szafir/szary_mat/gp-1zsp_m_70.jpg","https://www.ospel.pl/sites/all/pliki/import/image/rysunki/szafir/gniazdo_poj.pdf",null,"16A 250V~, IP20, zaciski gwintowe","","",null,null,null,"SZARY MAT",null,"0.05800000 kg","75 mm","75 mm","31 mm",null,null,"2025-05-08",null,"","https://www.ospel.pl/sites/all/pliki/import/image/podtynk/szafir/szary_mat/gp-1zsp_m_70.jpg","27.33.13.0","8536 69 90"]
[null,null,null,null,null,null,null,null,null,4144,"GP-1ZZP/m/18","Gniazdo pojedyncze z uziemieniem z przesłonami torów prądowych",18.399999999999999,1,"szt","PLN","23%","",10,null,null,null,null,"5906729012674",null,null,"SZAFIR",null,null,"",null,10,null,"https://www.ospel.pl/sites/all/pliki/import/image/podtynk/szafir/srebrny/gp-1zzp_m_18.jpg","https://www.ospel.pl/sites/all/pliki/import/image/rysunki/szafir/gniazdo_poj.pdf",null,"16A 250V~, IP20, zaciski gwintowe","","",null,null,null,"SREBRO",null,"0.05600000 kg","75 mm","75 mm","27 mm",null,null,"2025-05-08",null,"","https://www.ospel.pl/sites/all/pliki/import/image/podtynk/szafir/srebrny/gp-1zzp_m_18.jpg","27.33.13.0","8536 69 90"]
[null,null,null,null,null,null,null,null,null,4153,"GP-2Z/33","Gniazdo podwójne kompletne z ramką",19.100000000000001,1,"szt","PLN","23%","",10,null,null,null,null,"5906729013596",null,null,"SZAFIR",null,null,"",null,10,null,"https://www.ospel.pl/sites/all/pliki/import/image/podtynk/szafir/czarny/gp-2z_33.jpg","https://www.ospel.pl/sites/all/pliki/import/image/rysunki/szafir/gniazdo_pod.pdf",null,"16A 250V~, IP20, zaciski gwintowe","","",null,null,null,"CZARNY METALIK",null,"","75 mm","75 mm","26 mm",null,null,"2025-05-08",null,"","https://www.ospel.pl/sites/all/pliki/import/image/podtynk/szafir/czarny/gp-2z_33.jpg","27.33.13.0","8536 69 90"]
[null,null,null,null,null,null,null,null,null,4161,"GP-2ZR/m/33","Gniazdo podwójne moduł bez ramki",18.7,1,"szt","PLN","23%","",10,null,null,null,null,"5906729013619",null,null,"SZAFIR",null,null,"",null,10,null,"https://www.ospel.pl/sites/all/pliki/import/image/podtynk/szafir/czarny/gp-2zr_m_33.jpg","https://www.ospel.pl/sites/all/pliki/import/image/rysunki/szafir/gniazda_ramka.pdf",null,"16A 250V~, IP20, zaciski gwintowe","","",null,null,null,"CZARNY METALIK",null,"0.05600000 kg","75 mm","75 mm","23 mm",null,null,"2025-05-08",null,"","https://www.ospel.pl/sites/all/pliki/import/image/podtynk/szafir/czarny/gp-2zr_m_33.jpg","27.33.13.0","8536 69 90"]
[null,null,null,null,null,null,null,null,null,4170,"GP-2ZRZP/m/70","Gniazdo podwójne z uziemieniem z przesłonami torów prądowych, moduł bez ramki",22.5,1,"szt","PLN","23%","",10,null,null,null,null,"5906729014333",null,null,"SZAFIR",null,null,"",null,10,null,"https://www.ospel.pl/sites/all/pliki/import/image/podtynk/szafir/szary_mat/gp-2zrzp_m_70.jpg","https://www.ospel.pl/sites/all/pliki/import/image/rysunki/szafir/gniazdo_ramka.pdf",null,"16A 250V~, IP20, zaciski gwintowe","","",null,null,null,"SZARY MAT",null,"0.06500000 kg","75 mm","75 mm","23 mm",null,null,"2025-05-08",null,"","https://www.ospel.pl/sites/all/pliki/import/image/podtynk/szafir/szary_mat/gp-2zrzp_m_70.jpg","27.33.13.0","8536 69 90"]
[null,null,null,null,null,null,null,null,null,4179,"GP-2ZZ/00","Gniazdo podwójne z uziemieniem kompletne z ramką",13.2,1,"szt","PLN","23%","",10,null,null,null,null,"5906729011967",null,null,"SZAFIR",null,null,"",null,10,null,"https://www.ospel.pl/sites/all/pliki/import/image/podtynk/szafir/bialy/gp-2zz_00.jpg","https://www.ospel.pl/sites/all/pliki/import/image/rysunki/szafir/gniazdo_pod.pdf",null,"16A 250V~, IP20, zaciski gwintowe","","",null,null,null,"BIAŁY",null,"","75 mm","75 mm","26 mm",null,null,"2025-05-08",null,"","https://www.ospel.pl/sites/all/pliki/import/image/podtynk/szafir/bialy/gp-2zz_00.jpg","27.33.13.0","8536 69 90"]
[null,null,null,null,null,null,null,null,null,4184,"GP-2ZZP/18","Gniazdo podwójne z uziemieniem z przesłonami torów prądowych, kompletne z ramką",20.8,1,"szt","PLN","23%","",10,null,null,null,null,"5906729012681",null,null,"SZAFIR",null,null,"",null,10,null,"https://www.ospel.pl/sites/all/pliki/import/image/podtynk/szafir/srebrny/gp-2zzp_18.jpg","https://www.ospel.pl/sites/all/pliki/import/image/rysunki/szafir/gniazdo_pod.pdf",null,"16A 250V~, IP20, zaciski gwintowe","","",null,null,null,"SREBRO",null,"","75 mm","75 mm","26 mm",null,null,"2025-05-08",null,"","https://www.ospel.pl/sites/all/pliki/import/image/podtynk/szafir/srebrny/gp-2zzp_18.jpg","27.33.13.0","8536 69 90"]
[null,null,null,null,null,null,null,null,null,4196,"GPA-10ZPZ/m/18","Gniazdo RTV zakończeniowe 10-dB",55.3,1,"szt","PLN","23%","",10,null,null,null,null,"5906729012865",null,null,"SZAFIR",null,null,"",null,10,null,"https://www.ospel.pl/sites/all/pliki/import/image/podtynk/szafir/srebrny/gpa-zk_m_18.jpg","https://www.ospel.pl/sites/all/pliki/import/image/rysunki/szafir/gniazdo_rtv.pdf",null,"Współczynnik tłumienia 10dB","","",null,null,null,"SREBRO",null,"0.09100000 kg","75 mm","75 mm","29 mm",null,null,"2025-05-08",null,"","https://www.ospel.pl/sites/all/pliki/import/image/podtynk/szafir/srebrny/gpa-zk_m_18.jpg","26.40.52.0","8517 18 00"]
[null,null,null,null,null,null,null,null,null,4197,"GPA-10ZPZ/m/33","Gniazdo RTV zakończeniowe 10-dB",55.3,1,"szt","PLN","23%","",10,null,null,null,null,"5906729013688",null,null,"SZAFIR",null,null,"",null,10,null,"https://www.ospel.pl/sites/all/pliki/import/image/podtynk/szafir/czarny/gpa-zk_m_33.jpg","https://www.ospel.pl/sites/all/pliki/import/image/rysunki/szafir/gniazdo_rtv.pdf",null,"Współczynnik tłumienia 10dB","","",null,null,null,"CZARNY METALIK",null,"0.09100000 kg","75 mm","75 mm","29 mm",null,null,"2025-05-08",null,"","https://www.ospel.pl/sites/all/pliki/import/image/podtynk/szafir/czarny/gpa-zk_m_33.jpg","26.40.52.0","8517 18 00"]
[null,null,null,null,null,null,null,null,null,4206,"GPA-16ZP/m/70","Gniazdo RTV przelotowe 16-dB",55.3,1,"szt","PLN","23%","",10,null,null,null,null,"5906729014524",null,null,"SZAFIR",null,null,"",null,10,null,"https://www.ospel.pl/sites/all/pliki/import/image/podtynk/szafir/szary_mat/gpa-zk_m_70.jpg","https://www.ospel.pl/sites/all/pliki/import/image/rysunki/szafir/gniazdo_rtv.pdf",null,"Współczynnik tłumienia 16dB","","",null,null,null,"SZARY MAT",null,"0.09300000 kg","75 mm","75 mm","29 mm",null,null,"2025-05-08",null,"","https://www.ospel.pl/sites/all/pliki/import/image/podtynk/szafir/szary_mat/gpa-zk_m_70.jpg","26.40.52.0","8517 18 00"]
[null,null,null,null,null,null,null,null,null,4216,"GPA-Z2S/m/18","Gniazdo RTV-SAT z dwoma wyjściami SAT",94.5,1,"szt","PLN","23%","",10,null,null,null,null,"5906729012933",null,null,"SZAFIR",null,null,"",null,10,null,"https://www.ospel.pl/sites/all/pliki/import/image/podtynk/szafir/srebrny/gpa-z2s_m_18.jpg","https://www.ospel.pl/sites/all/pliki/import/image/rysunki/szafir/gniazdo_rtv.pdf",null,"Współczynnik tłumienia 1,5dB","","",null,null,null,"SREBRO",null,"0.09500000 kg","75 mm","75 mm","29 mm",null,null,"2025-05-08",null,"","https://www.ospel.pl/sites/all/pliki/import/image/podtynk/szafir/srebrny/gpa-z2s_m_18.jpg","26.40.52.0","8517 18 00"]
[null,null,null,null,null,null,null,null,null,4223,"GPA-ZK/m/00","Gniazdo RTV końcowe",49.3,1,"szt","PLN","23%","",10,null,null,null,null,"5906729012070",null,null,"SZAFIR",null,null,"",null,10,null,"https://www.ospel.pl/sites/all/pliki/import/image/podtynk/szafir/bialy/gpa-zk_m_00.jpg","https://www.ospel.pl/sites/all/pliki/import/image/rysunki/szafir/gniazdo_rtv.pdf",null,"Współczynnik tłumienia 2,5-3dB","","",null,null,null,"BIAŁY",null,"0.09100000 kg","75 mm","75 mm","29 mm",null,null,"2025-05-08",null,"","https://www.ospel.pl/sites/all/pliki/import/image/podtynk/szafir/bialy/gpa-zk_m_00.jpg","26.40.52.0","8517 18 00"]
[null,null,null,null,null,null,null,null,null,4232,"GPA-ZSP/m/18","Gniazdo RTV-SAT przelotowe",98.2,1,"szt","PLN","23%","",10,null,null,null,null,"5906729012919",null,null,"SZAFIR",null,null,"",null,10,null,"https://www.ospel.pl/sites/all/pliki/import/image/podtynk/szafir/srebrny/gpa-zsp_m_18.jpg","https://www.ospel.pl/sites/all/pliki/import/image/rysunki/szafir/gniazdo_rtv.pdf",null,"Współczynnik tłumienia 1,2dB","","",null,null,null,"SREBRO",null,"0.09600000 kg","75 mm","75 mm","29 mm",null,null,"2025-05-08",null,"","https://www.ospel.pl/sites/all/pliki/import/image/podtynk/szafir/srebrny/gpa-zsp_m_18.jpg","26.40.52.0","8517 18 00"]
[null,null,null,null,null,null,null,null,null,4241,"GPE-2Z/m/33","Gniazdo ekwipotencjalne podwójne",91.4,1,"szt","PLN","23%","",10,null,null,null,null,"5906729015330",null,null,"SZAFIR",null,null,"",null,10,null,"https://www.ospel.pl/sites/all/pliki/import/image/podtynk/szafir/czarny/gpe-2z_m_33.jpg","",null,"","","",null,null,null,"CZARNY METALIK",null,"0.06200000 kg","75 mm","75 mm","22 mm",null,null,"2025-05-08",null,"","https://www.ospel.pl/sites/all/pliki/import/image/podtynk/szafir/czarny/gpe-2z_m_33.jpg","","8536 90 10"]
[null,null,null,null,null,null,null,null,null,4245,"GPH-1ZSP/m/00/d","Gniazdo bryzgoszczelne z uziemieniem schuko IP-44 wieczko przezroczyste z przesłonami torów prądowych",20.9,1,"szt","PLN","23%","",10,null,null,null,null,"5906729011943",null,null,"SZAFIR",null,null,"",null,10,null,"https://www.ospel.pl/sites/all/pliki/import/image/podtynk/szafir/bialy/gph-1zsp_m_00_d.jpg","https://www.ospel.pl/sites/all/pliki/import/image/rysunki/szafir/gniazdo_ip-44.pdf",null,"16A/250~, IP-44, zaciski gwintowe","","",null,null,null,"BIAŁY",null,"0.07100000 kg","75 mm","75 mm","27 mm",null,null,"2025-05-08",null,"","https://www.ospel.pl/sites/all/pliki/import/image/podtynk/szafir/bialy/gph-1zsp_m_00_d.jpg","27.33.13.0","8536 69 90"]
[null,null,null,null,null,null,null,null,null,4258,"GPH-1ZZP/m/33/d","Gniazdo bryzgoszczelne z uziemieniem IP-44 z przesłonami torów prądowych wieczko przezroczyste",27.5,1,"szt","PLN","23%","",10,null,null,null,null,"5906729013565",null,null,"SZAFIR",null,null,"",null,10,null,"https://www.ospel.pl/sites/all/pliki/import/image/podtynk/szafir/czarny/gph-1zzp_m_33_d.jpg","https://www.ospel.pl/sites/all/pliki/import/image/rysunki/szafir/gniazdo_ip-44.pdf",null,"16A/250~, IP-44, zaciski gwintowe","","",null,null,null,"CZARNY METALIK",null,"0.06900000 kg","75 mm","75 mm","27 mm",null,null,"2025-05-08",null,"","https://www.ospel.pl/sites/all/pliki/import/image/podtynk/szafir/czarny/gph-1zzp_m_33_d.jpg","27.33.13.0","8536 69 90"]
[null,null,null,null,null,null,null,null,null,4259,"GPH-1ZZP/m/70/d","Gniazdo bryzgoszczelne z uziemieniem IP-44 z przesłonami torów prądowych wieczko przezroczyste",27.5,1,"szt","PLN","23%","",10,null,null,null,null,"5906729014388",null,null,"SZAFIR",null,null,"",null,10,null,"https://www.ospel.pl/sites/all/pliki/import/image/podtynk/szafir/szary_mat/gph-1zzp_m_70_d.jpg","https://www.ospel.pl/sites/all/pliki/import/image/rysunki/szafir/gniazdo_ip-44.pdf",null,"16A/250~, IP-44, zaciski gwintowe","","",null,null,null,"SZARY MAT",null,"0.06900000 kg","75 mm","75 mm","27 mm",null,null,"2025-05-08",null,"","https://www.ospel.pl/sites/all/pliki/import/image/podtynk/szafir/szary_mat/gph-1zzp_m_70_d.jpg","27.33.13.0","8536 69 90"]
[null,null,null,null,null,null,null,null,null,4268,"GPK-1ZS/p/00","Obudowa gniazda pojedynczego typu Keystone skośna",10.4,1,"szt","PLN","23%","",10,null,null,null,null,"5906729015033",null,null,"SZAFIR",null,null,"",null,10,null,"https://www.ospel.pl/sites/all/pliki/import/image/podtynk/szafir/bialy/gpk-1zs_p_00.jpg","",null,"","","",null,null,null,"BIAŁY",null,"","75 mm","75 mm","19 mm",null,null,"2025-05-08",null,"","https://www.ospel.pl/sites/all/pliki/import/image/podtynk/szafir/bialy/gpk-1zs_p_00.jpg","26.30.30.0","8517 18 00"]
[null,null,null,null,null,null,null,null,null,4276,"GPK-2Z/p/00","Obudowa gniazda podwójnego typu Keystone prosta",9.1,1,"szt","PLN","23%","",10,null,null,null,null,"5906729015071",null,null,"SZAFIR",null,null,"",null,10,null,"https://www.ospel.pl/sites/all/pliki/import/image/podtynk/szafir/bialy/gpk-2z_p_00.jpg","",null,"","","",null,null,null,"BIAŁY",null,"","75 mm","75 mm","22 mm",null,null,"2025-05-08",null,"","https://www.ospel.pl/sites/all/pliki/import/image/podtynk/szafir/bialy/gpk-2z_p_00.jpg","26.30.30.0","8517 18 00"]
[null,null,null,null,null,null,null,null,null,4285,"GPPK-1Z/m/18","Przyłącz kablowy",26.8,1,"szt","PLN","23%","",10,null,null,null,null,"5906729015361",null,null,"SZAFIR",null,null,"",null,10,null,"https://www.ospel.pl/sites/all/pliki/import/image/podtynk/szafir/srebrny/gppk-1z_m_18.jpg","",null,"5x4mm2 zaciski gwintowe","","",null,null,null,"SREBRO",null,"0.05100000 kg","75 mm","75 mm","19 mm",null,null,"2025-05-08",null,"","https://www.ospel.pl/sites/all/pliki/import/image/podtynk/szafir/srebrny/gppk-1z_m_18.jpg","27.33.13.0","8536 90 10"]
[null,null,null,null,null,null,null,null,null,4294,"GPT-2ZN/m/33","Gniazdo telefoniczne podwójne niezależne",52.8,1,"szt","PLN","23%","",10,null,null,null,null,"5906729013794",null,null,"SZAFIR",null,null,"",null,10,null,"https://www.ospel.pl/sites/all/pliki/import/image/podtynk/szafir/czarny/gpt-2zn_m_33.jpg","https://www.ospel.pl/sites/all/pliki/import/image/rysunki/szafir/gniazdo_tel_komp.pdf",null,"Złącze IDC","","",null,null,null,"CZARNY METALIK",null,"0.04300000 kg","75 mm","75 mm","22 mm",null,null,"2025-05-08",null,"","https://www.ospel.pl/sites/all/pliki/import/image/podtynk/szafir/czarny/gpt-2zn_m_33.jpg","26.30.30.0","8517 18 00"]
[null,null,null,null,null,null,null,null,null,4300,"ŁP-10Z/m/00","Łącznik podwójny schodowy",30.6,1,"szt","PLN","23%","",10,null,null,null,null,"5906729011745",null,null,"SZAFIR",null,null,"",null,10,null,"https://www.ospel.pl/sites/all/pliki/import/image/podtynk/szafir/bialy/lp-10z_m_00.jpg","https://www.ospel.pl/sites/all/pliki/import/image/rysunki/szafir/lacznik.pdf",null,"10AX250V~, IP20, zaciski bezgwintowe","","",null,null,null,"BIAŁY",null,"0.04900000 kg","75 mm","75 mm","21 mm",null,null,"2025-05-08",null,"","https://www.ospel.pl/sites/all/pliki/import/image/podtynk/szafir/bialy/lp-10z_m_00.jpg","27.33.11.0","8536 50 07"]
[null,null,null,null,null,null,null,null,null,4311,"ŁP-11Z/m/70","Łącznik dwubiegunowy",27.1,1,"szt","PLN","23%","",10,null,null,null,null,"5906729014159",null,null,"SZAFIR",null,null,"",null,10,null,"https://www.ospel.pl/sites/all/pliki/import/image/podtynk/szafir/szary_mat/lp-11z_m_70.jpg","https://www.ospel.pl/sites/all/pliki/import/image/rysunki/szafir/lacznik.pdf",null,"10AX250V~, IP20, zaciski bezgwintowe","","",null,null,null,"SZARY MAT",null,"0.04600000 kg","75 mm","75 mm","21 mm",null,null,"2025-05-08",null,"","https://www.ospel.pl/sites/all/pliki/import/image/podtynk/szafir/szary_mat/lp-11z_m_70.jpg","27.33.11.0","8536 50 07"]
[null,null,null,null,null,null,null,null,null,4320,"ŁP-13Z/m/00","Łącznik potrójny",32,1,"szt","PLN","23%","",10,null,null,null,null,"5906729011783",null,null,"SZAFIR",null,null,"",null,10,null,"https://www.ospel.pl/sites/all/pliki/import/image/podtynk/szafir/bialy/lp-13z_m_00.jpg","https://www.ospel.pl/sites/all/pliki/import/image/rysunki/szafir/lacznik.pdf",null,"10AX/250~, IP-20 zaciski bezgwintowe","","",null,null,null,"BIAŁY",null,"0.05100000 kg","75 mm","75 mm","21 mm",null,null,"2025-05-08",null,"","https://www.ospel.pl/sites/all/pliki/import/image/podtynk/szafir/bialy/lp-13z_m_00.jpg","27.33.11.0","8536 50 07"]
[null,null,null,null,null,null,null,null,null,4321,"ŁP-13Z/m/18","Łącznik potrójny",38,1,"szt","PLN","23%","",10,null,null,null,null,"5906729012605",null,null,"SZAFIR",null,null,"",null,10,null,"https://www.ospel.pl/sites/all/pliki/import/image/podtynk/szafir/srebrny/lp-13z_m_18.jpg","https://www.ospel.pl/sites/all/pliki/import/image/rysunki/szafir/lacznik.pdf",null,"10AX/250~, IP-20 zaciski bezgwintowe","","",null,null,null,"SREBRO",null,"0.05100000 kg","75 mm","75 mm","21 mm",null,null,"2025-05-08",null,"","https://www.ospel.pl/sites/all/pliki/import/image/podtynk/szafir/srebrny/lp-13z_m_18.jpg","27.33.11.0","8536 50 07"]
[null,null,null,null,null,null,null,null,null,4329,"ŁP-16Z/m/18","Elektroniczny czujnik ruchu",262.2,1,"szt","PLN","23%","",5,null,null,null,null,"5906729013022",null,null,"SZAFIR",null,null,"",null,5,null,"https://www.ospel.pl/sites/all/pliki/import/image/podtynk/szafir/srebrny/lp-16z_m_18.jpg","https://www.ospel.pl/sites/all/pliki/import/image/rysunki/szafir/czujnik.pdf",null,"Zasięg działania do 7 metrów","","Tylko na zamówienie",null,null,null,"SREBRO",null,"0.10800000 kg","75 mm","75 mm","31 mm",null,null,"2025-05-08",null,"","https://www.ospel.pl/sites/all/pliki/import/image/podtynk/szafir/srebrny/lp-16z_m_18.jpg","27.33.11.0","8536 50 05"]
[null,null,null,null,null,null,null,null,null,4338,"ŁP-17ZS/m/33","Łącznik podwójny zwierny z podświetleniem niebieskim",41.4,1,"szt","PLN","23%","",10,null,null,null,null,"5906729013411",null,null,"SZAFIR",null,null,"",null,10,null,"https://www.ospel.pl/sites/all/pliki/import/image/podtynk/szafir/czarny/lp-17zs_m_33.jpg","https://www.ospel.pl/sites/all/pliki/import/image/rysunki/szafir/lacznik.pdf",null,"10AX250V~, IP20, zaciski bezgwintowe","","",null,null,null,"CZARNY METALIK",null,"0.04700000 kg","75 mm","75 mm","21 mm",null,null,"2025-05-08",null,"","https://www.ospel.pl/sites/all/pliki/import/image/podtynk/szafir/czarny/lp-17zs_m_33.jpg","27.33.11.0","8536 50 07"]
[null,null,null,null,null,null,null,null,null,4347,"ŁP-1Z/m/70","Łącznik jednobiegunowy",16.600000000000001,1,"szt","PLN","23%","",10,null,null,null,null,"5906729013992",null,null,"SZAFIR",null,null,"",null,10,null,"https://www.ospel.pl/sites/all/pliki/import/image/podtynk/szafir/szary_mat/lp-1z_m_70.jpg","https://www.ospel.pl/sites/all/pliki/import/image/rysunki/szafir/lacznik.pdf",null,"10AX250V~, IP20, zaciski bezgwintowe","","",null,null,null,"SZARY MAT",null,"0.03900000 kg","75 mm","75 mm","21 mm",null,null,"2025-05-08",null,"","https://www.ospel.pl/sites/all/pliki/import/image/podtynk/szafir/szary_mat/lp-1z_m_70.jpg","27.33.11.0","8536 50 07"]
[null,null,null,null,null,null,null,null,null,4356,"ŁP-21ZS/m/00","Łącznik zwierny z podświetleniem białym",22.7,1,"szt","PLN","23%","",10,null,null,null,null,"5906729015699",null,null,"SZAFIR",null,null,"",null,10,null,"https://www.ospel.pl/sites/all/pliki/import/image/podtynk/szafir/bialy/lp-1zs_m_00.jpg","https://www.ospel.pl/sites/all/pliki/import/image/rysunki/szafir/lacznik.pdf",null,"10AX250V~, IP20, zaciski bezgwintowe","","",null,null,null,"BIAŁY",null,"0.04000000 kg","75 mm","75 mm","21 mm",null,null,"2025-05-08",null,"","https://www.ospel.pl/sites/all/pliki/import/image/podtynk/szafir/bialy/lp-1zs_m_00.jpg","27.33.11.0","8536 50 07"]
[null,null,null,null,null,null,null,null,null,4360,"ŁP-2Z/m/00","Łącznik dwugrupowy świecznikowy",13.2,1,"szt","PLN","23%","",10,null,null,null,null,"5906729011554",null,null,"SZAFIR",null,null,"",null,10,null,"https://www.ospel.pl/sites/all/pliki/import/image/podtynk/szafir/bialy/lp-2z_m_00.jpg","https://www.ospel.pl/sites/all/pliki/import/image/rysunki/szafir/lacznik.pdf",null,"10AX250V~, IP20, zaciski bezgwintowe","","",null,null,null,"BIAŁY",null,"0.04500000 kg","75 mm","75 mm","21 mm",null,null,"2025-05-08",null,"","https://www.ospel.pl/sites/all/pliki/import/image/podtynk/szafir/bialy/lp-2z_m_00.jpg","27.33.11.0","8536 50 07"]
[null,null,null,null,null,null,null,null,null,4361,"ŁP-2Z/m/18","Łącznik dwugrupowy świecznikowy",22.5,1,"szt","PLN","23%","",10,null,null,null,null,"5906729012377",null,null,"SZAFIR",null,null,"",null,10,null,"https://www.ospel.pl/sites/all/pliki/import/image/podtynk/szafir/srebrny/lp-2z_m_18.jpg","https://www.ospel.pl/sites/all/pliki/import/image/rysunki/szafir/lacznik.pdf",null,"10AX250V~, IP20, zaciski bezgwintowe","","",null,null,null,"SREBRO",null,"0.04500000 kg","75 mm","75 mm","21 mm",null,null,"2025-05-08",null,"","https://www.ospel.pl/sites/all/pliki/import/image/podtynk/szafir/srebrny/lp-2z_m_18.jpg","27.33.11.0","8536 50 07"]
[null,null,null,null,null,null,null,null,null,4362,"ŁP-2Z/m/33","Łącznik dwugrupowy świecznikowy",22.5,1,"szt","PLN","23%","",10,null,null,null,null,"5906729013190",null,null,"SZAFIR",null,null,"",null,10,null,"https://www.ospel.pl/sites/all/pliki/import/image/podtynk/szafir/czarny/lp-2z_m_33.jpg","https://www.ospel.pl/sites/all/pliki/import/image/rysunki/szafir/lacznik.pdf",null,"10AX250V~, IP20, zaciski bezgwintowe","","",null,null,null,"CZARNY METALIK",null,"0.04500000 kg","75 mm","75 mm","31 mm",null,null,"2025-05-08",null,"","https://www.ospel.pl/sites/all/pliki/import/image/podtynk/szafir/czarny/lp-2z_m_33.jpg","27.33.11.0","8536 50 07"]
[null,null,null,null,null,null,null,null,null,4363,"ŁP-2Z/m/70","Łącznik dwugrupowy świecznikowy",22.5,1,"szt","PLN","23%","",10,null,null,null,null,"5906729014012",null,null,"SZAFIR",null,null,"",null,10,null,"https://www.ospel.pl/sites/all/pliki/import/image/podtynk/szafir/szary_mat/lp-2z_m_70.jpg","https://www.ospel.pl/sites/all/pliki/import/image/rysunki/szafir/lacznik.pdf",null,"10AX250V~, IP20, zaciski bezgwintowe","","",null,null,null,"SZARY MAT",null,"0.04500000 kg","75 mm","75 mm","21 mm",null,null,"2025-05-08",null,"","https://www.ospel.pl/sites/all/pliki/import/image/podtynk/szafir/szary_mat/lp-2z_m_70.jpg","27.33.11.0","8536 50 07"]
[null,null,null,null,null,null,null,null,null,4364,"ŁP-2ZS/m/00","Łącznik dwugrupowy świecznikowy z podświetleniem białym",24.7,1,"szt","PLN","23%","",10,null,null,null,null,"5906729011561",null,null,"SZAFIR",null,null,"",null,10,null,"https://www.ospel.pl/sites/all/pliki/import/image/podtynk/szafir/bialy/lp-2zs_m_00.jpg","https://www.ospel.pl/sites/all/pliki/import/image/rysunki/szafir/lacznik.pdf",null,"10AX250V~, IP20, zaciski bezgwintowe","","",null,null,null,"BIAŁY",null,"0.04600000 kg","75 mm","75 mm","21 mm",null,null,"2025-05-08",null,"","https://www.ospel.pl/sites/all/pliki/import/image/podtynk/szafir/bialy/lp-2zs_m_00.jpg","27.33.11.0","8536 50 07"]
[null,null,null,null,null,null,null,null,null,4365,"ŁP-2ZS/m/18","Łącznik dwugrupowy świecznikowy z podświetleniem niebieskim",28.1,1,"szt","PLN","23%","",10,null,null,null,null,"5906729012384",null,null,"SZAFIR",null,null,"",null,10,null,"https://www.ospel.pl/sites/all/pliki/import/image/podtynk/szafir/srebrny/lp-2zs_m_18.jpg","https://www.ospel.pl/sites/all/pliki/import/image/rysunki/szafir/lacznik.pdf",null,"10AX250V~, IP20, zaciski bezgwintowe","","",null,null,null,"SREBRO",null,"0.04600000 kg","75 mm","75 mm","21 mm",null,null,"2025-05-08",null,"","https://www.ospel.pl/sites/all/pliki/import/image/podtynk/szafir/srebrny/lp-2zs_m_18.jpg","27.33.11.0","8536 50 07"]
[null,null,null,null,null,null,null,null,null,4366,"ŁP-2ZS/m/33","Łącznik dwugrupowy świecznikowy z podświetleniem niebieskim",28.1,1,"szt","PLN","23%","",10,null,null,null,null,"5906729013206",null,null,"SZAFIR",null,null,"",null,10,null,"https://www.ospel.pl/sites/all/pliki/import/image/podtynk/szafir/czarny/lp-2zs_m_33.jpg","https://www.ospel.pl/sites/all/pliki/import/image/rysunki/szafir/lacznik.pdf",null,"10AX250V~, IP20, zaciski bezgwintowe","","",null,null,null,"CZARNY METALIK",null,"0.04600000 kg","75 mm","75 mm","21 mm",null,null,"2025-05-08",null,"","https://www.ospel.pl/sites/all/pliki/import/image/podtynk/szafir/czarny/lp-2zs_m_33.jpg","27.33.11.0","8536 50 07"]
[null,null,null,null,null,null,null,null,null,4367,"ŁP-2ZS/m/70","Łącznik dwugrupowy świecznikowy z podświetleniem niebieskim",28.1,1,"szt","PLN","23%","",10,null,null,null,null,"5906729014029",null,null,"SZAFIR",null,null,"",null,10,null,"https://www.ospel.pl/sites/all/pliki/import/image/podtynk/szafir/szary_mat/lp-2zs_m_70.jpg","https://www.ospel.pl/sites/all/pliki/import/image/rysunki/szafir/lacznik.pdf",null,"10AX250V~, IP20, zaciski bezgwintowe","","",null,null,null,"SZARY MAT",null,"0.04600000 kg","75 mm","75 mm","21 mm",null,null,"2025-05-08",null,"","https://www.ospel.pl/sites/all/pliki/import/image/podtynk/szafir/szary_mat/lp-2zs_m_70.jpg","27.33.11.0","8536 50 07"]
[null,null,null,null,null,null,null,null,null,4368,"ŁP-3Z/m/00","Łącznik schodowy",13.6,1,"szt","PLN","23%","",10,null,null,null,null,"5906729011578",null,null,"SZAFIR",null,null,"",null,10,null,"https://www.ospel.pl/sites/all/pliki/import/image/podtynk/szafir/bialy/lp-3z_m_00.jpg","https://www.ospel.pl/sites/all/pliki/import/image/rysunki/szafir/lacznik.pdf",null,"10AX250V~, IP20, zaciski bezgwintowe","","",null,null,null,"BIAŁY",null,"0.04400000 kg","75 mm","75 mm","21 mm",null,null,"2025-05-08",null,"","https://www.ospel.pl/sites/all/pliki/import/image/podtynk/szafir/bialy/lp-3z_m_00.jpg","27.33.11.0","8536 50 07"]
[null,null,null,null,null,null,null,null,null,4369,"ŁP-3Z/m/18","Łącznik schodowy",20,1,"szt","PLN","23%","",10,null,null,null,null,"5906729012391",null,null,"SZAFIR",null,null,"",null,10,null,"https://www.ospel.pl/sites/all/pliki/import/image/podtynk/szafir/srebrny/lp-3z_m_18.jpg","https://www.ospel.pl/sites/all/pliki/import/image/rysunki/szafir/lacznik.pdf",null,"10AX250V~, IP20, zaciski bezgwintowe","","",null,null,null,"SREBRO",null,"0.04400000 kg","75 mm","75 mm","21 mm",null,null,"2025-05-08",null,"","https://www.ospel.pl/sites/all/pliki/import/image/podtynk/szafir/srebrny/lp-3z_m_18.jpg","27.33.11.0","8536 50 07"]
[null,null,null,null,null,null,null,null,null,4370,"ŁP-3Z/m/33","Łącznik schodowy",20,1,"szt","PLN","23%","",10,null,null,null,null,"5906729013213",null,null,"SZAFIR",null,null,"",null,10,null,"https://www.ospel.pl/sites/all/pliki/import/image/podtynk/szafir/czarny/lp-3z_m_33.jpg","https://www.ospel.pl/sites/all/pliki/import/image/rysunki/szafir/lacznik.pdf",null,"10AX250V~, IP20, zaciski bezgwintowe","","",null,null,null,"CZARNY METALIK",null,"0.04400000 kg","75 mm","75 mm","21 mm",null,null,"2025-05-08",null,"","https://www.ospel.pl/sites/all/pliki/import/image/podtynk/szafir/czarny/lp-3z_m_33.jpg","27.33.11.0","8536 50 07"]
[null,null,null,null,null,null,null,null,null,4371,"ŁP-3Z/m/70","Łącznik schodowy",20,1,"szt","PLN","23%","",10,null,null,null,null,"5906729014036",null,null,"SZAFIR",null,null,"",null,10,null,"https://www.ospel.pl/sites/all/pliki/import/image/podtynk/szafir/szary_mat/lp-3z_m_70.jpg","https://www.ospel.pl/sites/all/pliki/import/image/rysunki/szafir/lacznik.pdf",null,"10AX250V~, IP20, zaciski bezgwintowe","","",null,null,null,"SZARY MAT",null,"0.04400000 kg","75 mm","75 mm","21 mm",null,null,"2025-05-08",null,"","https://www.ospel.pl/sites/all/pliki/import/image/podtynk/szafir/szary_mat/lp-3z_m_70.jpg","27.33.11.0","8536 50 07"]
[null,null,null,null,null,null,null,null,null,4372,"ŁP-3ZS/m/00","Łącznik schodowy z podświetleniem białym",25,1,"szt","PLN","23%","",10,null,null,null,null,"5906729011585",null,null,"SZAFIR",null,null,"",null,10,null,"https://www.ospel.pl/sites/all/pliki/import/image/podtynk/szafir/bialy/lp-3zs_m_00.jpg","https://www.ospel.pl/sites/all/pliki/import/image/rysunki/szafir/lacznik.pdf",null,"10AX250V~, IP20, zaciski bezgwintowe","","",null,null,null,"BIAŁY",null,"0.04600000 kg","75 mm","75 mm","21 mm",null,null,"2025-05-08",null,"","https://www.ospel.pl/sites/all/pliki/import/image/podtynk/szafir/bialy/lp-3zs_m_00.jpg","27.33.11.0","8536 50 07"]
[null,null,null,null,null,null,null,null,null,4373,"ŁP-3ZS/m/18","Łącznik schodowy z podświetleniem niebieskim",28.8,1,"szt","PLN","23%","",10,null,null,null,null,"5906729012407",null,null,"SZAFIR",null,null,"",null,10,null,"https://www.ospel.pl/sites/all/pliki/import/image/podtynk/szafir/srebrny/lp-3zs_m_18.jpg","https://www.ospel.pl/sites/all/pliki/import/image/rysunki/szafir/lacznik.pdf",null,"10AX250V~, IP20, zaciski bezgwintowe","","",null,null,null,"SREBRO",null,"0.04600000 kg","75 mm","75 mm","21 mm",null,null,"2025-05-08",null,"","https://www.ospel.pl/sites/all/pliki/import/image/podtynk/szafir/srebrny/lp-3zs_m_18.jpg","27.33.11.0","8536 50 07"]
[null,null,null,null,null,null,null,null,null,4374,"ŁP-3ZS/m/33","Łącznik schodowy z podświetleniem niebieskim",28.8,1,"szt","PLN","23%","",10,null,null,null,null,"5906729013220",null,null,"SZAFIR",null,null,"",null,10,null,"https://www.ospel.pl/sites/all/pliki/import/image/podtynk/szafir/czarny/lp-3zs_m_33.jpg","https://www.ospel.pl/sites/all/pliki/import/image/rysunki/szafir/lacznik.pdf",null,"10AX250V~, IP20, zaciski bezgwintowe","","",null,null,null,"CZARNY METALIK",null,"0.04600000 kg","75 mm","75 mm","21 mm",null,null,"2025-05-08",null,"","https://www.ospel.pl/sites/all/pliki/import/image/podtynk/szafir/czarny/lp-3zs_m_33.jpg","27.33.11.0","8536 50 07"]
[null,null,null,null,null,null,null,null,null,4375,"ŁP-3ZS/m/70","Łącznik schodowy z podświetleniem niebieskim",28.8,1,"szt","PLN","23%","",10,null,null,null,null,"5906729014043",null,null,"SZAFIR",null,null,"",null,10,null,"https://www.ospel.pl/sites/all/pliki/import/image/podtynk/szafir/szary_mat/lp-3zs_m_70.jpg","https://www.ospel.pl/sites/all/pliki/import/image/rysunki/szafir/lacznik.pdf",null,"10AX250V~, IP20, zaciski bezgwintowe","","",null,null,null,"SZARY MAT",null,"0.04600000 kg","75 mm","75 mm","21 mm",null,null,"2025-05-08",null,"","https://www.ospel.pl/sites/all/pliki/import/image/podtynk/szafir/szary_mat/lp-3zs_m_70.jpg","27.33.11.0","8536 50 07"]
[null,null,null,null,null,null,null,null,null,4376,"ŁP-4Z/m/00","Łącznik krzyżowy",21.2,1,"szt","PLN","23%","",10,null,null,null,null,"5906729011592",null,null,"SZAFIR",null,null,"",null,10,null,"https://www.ospel.pl/sites/all/pliki/import/image/podtynk/szafir/bialy/lp-4z_m_00.jpg","https://www.ospel.pl/sites/all/pliki/import/image/rysunki/szafir/lacznik.pdf",null,"10AX250V~, IP20, zaciski bezgwintowe","","",null,null,null,"BIAŁY",null,"0.04700000 kg","75 mm","75 mm","21 mm",null,null,"2025-05-08",null,"","https://www.ospel.pl/sites/all/pliki/import/image/podtynk/szafir/bialy/lp-4z_m_00.jpg","27.33.11.0","8536 50 07"]
[null,null,null,null,null,null,null,null,null,4377,"ŁP-4Z/m/18","Łącznik krzyżowy",28.7,1,"szt","PLN","23%","",10,null,null,null,null,"5906729012414",null,null,"SZAFIR",null,null,"",null,10,null,"https://www.ospel.pl/sites/all/pliki/import/image/podtynk/szafir/srebrny/lp-4z_m_18.jpg","https://www.ospel.pl/sites/all/pliki/import/image/rysunki/szafir/lacznik.pdf",null,"10AX250V~, IP20, zaciski bezgwintowe","","",null,null,null,"SREBRO",null,"0.04700000 kg","75 mm","75 mm","21 mm",null,null,"2025-05-08",null,"","https://www.ospel.pl/sites/all/pliki/import/image/podtynk/szafir/srebrny/lp-4z_m_18.jpg","27.33.11.0","8536 50 07"]
[null,null,null,null,null,null,null,null,null,4378,"ŁP-4Z/m/33","Łącznik krzyżowy",28.7,1,"szt","PLN","23%","",10,null,null,null,null,"5906729013237",null,null,"SZAFIR",null,null,"",null,10,null,"https://www.ospel.pl/sites/all/pliki/import/image/podtynk/szafir/czarny/lp-4z_m_33.jpg","https://www.ospel.pl/sites/all/pliki/import/image/rysunki/szafir/lacznik.pdf",null,"10AX250V~, IP20, zaciski bezgwintowe","","",null,null,null,"CZARNY METALIK",null,"0.04700000 kg","75 mm","75 mm","21 mm",null,null,"2025-05-08",null,"","https://www.ospel.pl/sites/all/pliki/import/image/podtynk/szafir/czarny/lp-4z_m_33.jpg","27.33.11.0","8536 50 07"]
[null,null,null,null,null,null,null,null,null,4379,"ŁP-4Z/m/70","Łącznik krzyżowy",28.7,1,"szt","PLN","23%","",10,null,null,null,null,"5906729014050",null,null,"SZAFIR",null,null,"",null,10,null,"https://www.ospel.pl/sites/all/pliki/import/image/podtynk/szafir/szary_mat/lp-4z_m_70.jpg","https://www.ospel.pl/sites/all/pliki/import/image/rysunki/szafir/lacznik.pdf",null,"10AX250V~, IP20, zaciski bezgwintowe","","",null,null,null,"SZARY MAT",null,"0.04700000 kg","75 mm","75 mm","21 mm",null,null,"2025-05-08",null,"","https://www.ospel.pl/sites/all/pliki/import/image/podtynk/szafir/szary_mat/lp-4z_m_70.jpg","27.33.11.0","8536 50 07"]
[null,null,null,null,null,null,null,null,null,4380,"ŁP-4ZS/m/00","Łącznik krzyżowy z podświetleniem białym",29.1,1,"szt","PLN","23%","",10,null,null,null,null,"5906729011608",null,null,"SZAFIR",null,null,"",null,10,null,"https://www.ospel.pl/sites/all/pliki/import/image/podtynk/szafir/bialy/lp-4zs_m_00.jpg","https://www.ospel.pl/sites/all/pliki/import/image/rysunki/szafir/lacznik.pdf",null,"10AX250V~, IP20, zaciski bezgwintowe","","",null,null,null,"BIAŁY",null,"0.04900000 kg","75 mm","75 mm","21 mm",null,null,"2025-05-08",null,"","https://www.ospel.pl/sites/all/pliki/import/image/podtynk/szafir/bialy/lp-4zs_m_00.jpg","27.33.11.0","8536 50 07"]
[null,null,null,null,null,null,null,null,null,4381,"ŁP-4ZS/m/18","Łącznik krzyżowy z podświetleniem niebieskim",36.799999999999997,1,"szt","PLN","23%","",10,null,null,null,null,"5906729012421",null,null,"SZAFIR",null,null,"",null,10,null,"https://www.ospel.pl/sites/all/pliki/import/image/podtynk/szafir/srebrny/lp-4zs_m_18.jpg","https://www.ospel.pl/sites/all/pliki/import/image/rysunki/szafir/lacznik.pdf",null,"10AX250V~, IP20, zaciski bezgwintowe","","",null,null,null,"SREBRO",null,"0.04900000 kg","75 mm","75 mm","21 mm",null,null,"2025-05-08",null,"","https://www.ospel.pl/sites/all/pliki/import/image/podtynk/szafir/srebrny/lp-4zs_m_18.jpg","27.33.11.0","8536 50 07"]
[null,null,null,null,null,null,null,null,null,4382,"ŁP-4ZS/m/33","Łącznik krzyżowy z podświetleniem niebieskim",36.799999999999997,1,"szt","PLN","23%","",10,null,null,null,null,"5906729013244",null,null,"SZAFIR",null,null,"",null,10,null,"https://www.ospel.pl/sites/all/pliki/import/image/podtynk/szafir/czarny/lp-4zs_m_33.jpg","https://www.ospel.pl/sites/all/pliki/import/image/rysunki/szafir/lacznik.pdf",null,"10AX250V~, IP20, zaciski bezgwintowe","","",null,null,null,"CZARNY METALIK",null,"0.04900000 kg","75 mm","75 mm","21 mm",null,null,"2025-05-08",null,"","https://www.ospel.pl/sites/all/pliki/import/image/podtynk/szafir/czarny/lp-4zs_m_33.jpg","27.33.11.0","8536 50 07"]
[null,null,null,null,null,null,null,null,null,4383,"ŁP-4ZS/m/70","Łącznik krzyżowy z podświetleniem niebieskim",36.799999999999997,1,"szt","PLN","23%","",10,null,null,null,null,"5906729014067",null,null,"SZAFIR",null,null,"",null,10,null,"https://www.ospel.pl/sites/all/pliki/import/image/podtynk/szafir/szary_mat/lp-4zs_m_70.jpg","https://www.ospel.pl/sites/all/pliki/import/image/rysunki/szafir/lacznik.pdf",null,"10AX250V~, IP20, zaciski bezgwintowe","","",null,null,null,"SZARY MAT",null,"0.04900000 kg","75 mm","75 mm","21 mm",null,null,"2025-05-08",null,"","https://www.ospel.pl/sites/all/pliki/import/image/podtynk/szafir/szary_mat/lp-4zs_m_70.jpg","27.33.11.0","8536 50 07"]
[null,null,null,null,null,null,null,null,null,4384,"ŁP-5Z/m/00","Łącznik zwierny \"światło\"",12.1,1,"szt","PLN","23%","",10,null,null,null,null,"5906729011615",null,null,"SZAFIR",null,null,"",null,10,null,"https://www.ospel.pl/sites/all/pliki/import/image/podtynk/szafir/bialy/lp-5z_m_00.jpg","https://www.ospel.pl/sites/all/pliki/import/image/rysunki/szafir/lacznik.pdf",null,"10AX250V~, IP20, zaciski bezgwintowe","","",null,null,null,"BIAŁY",null,"0.03900000 kg","75 mm","75 mm","21 mm",null,null,"2025-05-08",null,"","https://www.ospel.pl/sites/all/pliki/import/image/podtynk/szafir/bialy/lp-5z_m_00.jpg","27.33.11.0","8536 50 07"]
[null,null,null,null,null,null,null,null,null,4385,"ŁP-5Z/m/18","Łącznik zwierny \"światło\"",18.5,1,"szt","PLN","23%","",10,null,null,null,null,"5906729012438",null,null,"SZAFIR",null,null,"",null,10,null,"https://www.ospel.pl/sites/all/pliki/import/image/podtynk/szafir/srebrny/lp-5z_m_18.jpg","https://www.ospel.pl/sites/all/pliki/import/image/rysunki/szafir/lacznik.pdf",null,"10AX250V~, IP20, zaciski bezgwintowe","","",null,null,null,"SREBRO",null,"0.03900000 kg","75 mm","75 mm","21 mm",null,null,"2025-05-08",null,"","https://www.ospel.pl/sites/all/pliki/import/image/podtynk/szafir/srebrny/lp-5z_m_18.jpg","27.33.11.0","8536 50 07"]
[null,null,null,null,null,null,null,null,null,4386,"ŁP-5Z/m/33","Łącznik zwierny \"światło\"",18.5,1,"szt","PLN","23%","",10,null,null,null,null,"5906729013251",null,null,"SZAFIR",null,null,"",null,10,null,"https://www.ospel.pl/sites/all/pliki/import/image/podtynk/szafir/czarny/lp-5z_m_33.jpg","https://www.ospel.pl/sites/all/pliki/import/image/rysunki/szafir/lacznik.pdf",null,"10AX250V~, IP20, zaciski bezgwintowe","","",null,null,null,"CZARNY METALIK",null,"0.03900000 kg","75 mm","75 mm","21 mm",null,null,"2025-05-08",null,"","https://www.ospel.pl/sites/all/pliki/import/image/podtynk/szafir/czarny/lp-5z_m_33.jpg","27.33.11.0","8536 50 07"]
[null,null,null,null,null,null,null,null,null,4387,"ŁP-5Z/m/70","Łącznik zwierny \"światło\"",18.5,1,"szt","PLN","23%","",10,null,null,null,null,"5906729014074",null,null,"SZAFIR",null,null,"",null,10,null,"https://www.ospel.pl/sites/all/pliki/import/image/podtynk/szafir/szary_mat/lp-5z_m_70.jpg","https://www.ospel.pl/sites/all/pliki/import/image/rysunki/szafir/lacznik.pdf",null,"10AX250V~, IP20, zaciski bezgwintowe","","",null,null,null,"SZARY MAT",null,"0.03900000 kg","75 mm","75 mm","21 mm",null,null,"2025-05-08",null,"","https://www.ospel.pl/sites/all/pliki/import/image/podtynk/szafir/szary_mat/lp-5z_m_70.jpg","27.33.11.0","8536 50 07"]
[null,null,null,null,null,null,null,null,null,4388,"ŁP-5ZS/m/00","Łącznik zwierny \"światło\" z podświetleniem białym",22.7,1,"szt","PLN","23%","",10,null,null,null,null,"5906729011622",null,null,"SZAFIR",null,null,"",null,10,null,"https://www.ospel.pl/sites/all/pliki/import/image/podtynk/szafir/bialy/lp-5zs_m_00.jpg","https://www.ospel.pl/sites/all/pliki/import/image/rysunki/szafir/lacznik.pdf",null,"10AX250V~, IP20, zaciski bezgwintowe","","",null,null,null,"BIAŁY",null,"0.04100000 kg","75 mm","75 mm","21 mm",null,null,"2025-05-08",null,"","https://www.ospel.pl/sites/all/pliki/import/image/podtynk/szafir/bialy/lp-5zs_m_00.jpg","27.33.11.0","8536 50 07"]
[null,null,null,null,null,null,null,null,null,4389,"ŁP-5ZS/m/18","Łącznik zwierny \"światło\" z podświetleniem niebieskim",27.3,1,"szt","PLN","23%","",10,null,null,null,null,"5906729012445",null,null,"SZAFIR",null,null,"",null,10,null,"https://www.ospel.pl/sites/all/pliki/import/image/podtynk/szafir/srebrny/lp-5zs_m_18.jpg","https://www.ospel.pl/sites/all/pliki/import/image/rysunki/szafir/lacznik.pdf",null,"10AX250V~, IP20, zaciski bezgwintowe","","",null,null,null,"SREBRO",null,"0.04100000 kg","75 mm","75 mm","21 mm",null,null,"2025-05-08",null,"","https://www.ospel.pl/sites/all/pliki/import/image/podtynk/szafir/srebrny/lp-5zs_m_18.jpg","27.33.11.0","8536 50 07"]
[null,null,null,null,null,null,null,null,null,4390,"ŁP-5ZS/m/33","Łącznik zwierny \"światło\" z podświetleniem niebieskim",27.3,1,"szt","PLN","23%","",10,null,null,null,null,"5906729013268",null,null,"SZAFIR",null,null,"",null,10,null,"https://www.ospel.pl/sites/all/pliki/import/image/podtynk/szafir/czarny/lp-5zs_m_33.jpg","https://www.ospel.pl/sites/all/pliki/import/image/rysunki/szafir/lacznik.pdf",null,"10AX250V~, IP20, zaciski bezgwintowe","","",null,null,null,"CZARNY METALIK",null,"0.04100000 kg","75 mm","75 mm","21 mm",null,null,"2025-05-08",null,"","https://www.ospel.pl/sites/all/pliki/import/image/podtynk/szafir/czarny/lp-5zs_m_33.jpg","27.33.11.0","8536 50 07"]
[null,null,null,null,null,null,null,null,null,4391,"ŁP-5ZS/m/70","Łącznik zwierny \"światło\" z podświetleniem niebieskim",27.3,1,"szt","PLN","23%","",10,null,null,null,null,"5906729014081",null,null,"SZAFIR",null,null,"",null,10,null,"https://www.ospel.pl/sites/all/pliki/import/image/podtynk/szafir/szary_mat/lp-5zs_m_70.jpg","https://www.ospel.pl/sites/all/pliki/import/image/rysunki/szafir/lacznik.pdf",null,"10AX250V~, IP20, zaciski bezgwintowe","","",null,null,null,"SZARY MAT",null,"0.04100000 kg","75 mm","75 mm","21 mm",null,null,"2025-05-08",null,"","https://www.ospel.pl/sites/all/pliki/import/image/podtynk/szafir/szary_mat/lp-5zs_m_70.jpg","27.33.11.0","8536 50 07"]
[null,null,null,null,null,null,null,null,null,4392,"ŁP-6Z/m/00","Łącznik zwierny \"dzwonek\"",12.1,1,"szt","PLN","23%","",10,null,null,null,null,"5906729011639",null,null,"SZAFIR",null,null,"",null,10,null,"https://www.ospel.pl/sites/all/pliki/import/image/podtynk/szafir/bialy/lp-6z_m_00.jpg","https://www.ospel.pl/sites/all/pliki/import/image/rysunki/szafir/lacznik.pdf",null,"10AX250V~, IP20, zaciski bezgwintowe","","",null,null,null,"BIAŁY",null,"0.03900000 kg","75 mm","75 mm","21 mm",null,null,"2025-05-08",null,"","https://www.ospel.pl/sites/all/pliki/import/image/podtynk/szafir/bialy/lp-6z_m_00.jpg","27.33.11.0","8536 50 07"]
[null,null,null,null,null,null,null,null,null,4393,"ŁP-6Z/m/18","Łącznik zwierny \"dzwonek\"",18.5,1,"szt","PLN","23%","",10,null,null,null,null,"5906729012452",null,null,"SZAFIR",null,null,"",null,10,null,"https://www.ospel.pl/sites/all/pliki/import/image/podtynk/szafir/srebrny/lp-6z_m_18.jpg","https://www.ospel.pl/sites/all/pliki/import/image/rysunki/szafir/lacznik.pdf",null,"10AX250V~, IP20, zaciski bezgwintowe","","",null,null,null,"SREBRO",null,"0.03900000 kg","75 mm","75 mm","21 mm",null,null,"2025-05-08",null,"","https://www.ospel.pl/sites/all/pliki/import/image/podtynk/szafir/srebrny/lp-6z_m_18.jpg","27.33.11.0","8536 50 07"]
[null,null,null,null,null,null,null,null,null,4394,"ŁP-6Z/m/33","Łącznik zwierny \"dzwonek\"",18.5,1,"szt","PLN","23%","",10,null,null,null,null,"5906729013275",null,null,"SZAFIR",null,null,"",null,10,null,"https://www.ospel.pl/sites/all/pliki/import/image/podtynk/szafir/czarny/lp-6z_m_33.jpg","https://www.ospel.pl/sites/all/pliki/import/image/rysunki/szafir/lacznik.pdf",null,"10AX250V~, IP20, zaciski bezgwintowe","","",null,null,null,"CZARNY METALIK",null,"0.03900000 kg","75 mm","75 mm","21 mm",null,null,"2025-05-08",null,"","https://www.ospel.pl/sites/all/pliki/import/image/podtynk/szafir/czarny/lp-6z_m_33.jpg","27.33.11.0","8536 50 07"]
[null,null,null,null,null,null,null,null,null,4395,"ŁP-6Z/m/70","Łącznik zwierny \"dzwonek\"",18.5,1,"szt","PLN","23%","",10,null,null,null,null,"5906729014098",null,null,"SZAFIR",null,null,"",null,10,null,"https://www.ospel.pl/sites/all/pliki/import/image/podtynk/szafir/szary_mat/lp-6z_m_70.jpg","https://www.ospel.pl/sites/all/pliki/import/image/rysunki/szafir/lacznik.pdf",null,"10AX250V~, IP20, zaciski bezgwintowe","","",null,null,null,"SZARY MAT",null,"0.03900000 kg","75 mm","75 mm","21 mm",null,null,"2025-05-08",null,"","https://www.ospel.pl/sites/all/pliki/import/image/podtynk/szafir/szary_mat/lp-6z_m_70.jpg","27.33.11.0","8536 50 07"]
[null,null,null,null,null,null,null,null,null,4396,"ŁP-6ZS/m/00","Łącznik zwierny \"dzwonek\" z podświetleniem białym",22.7,1,"szt","PLN","23%","",10,null,null,null,null,"5906729011646",null,null,"SZAFIR",null,null,"",null,10,null,"https://www.ospel.pl/sites/all/pliki/import/image/podtynk/szafir/bialy/lp-6zs_m_00.jpg","https://www.ospel.pl/sites/all/pliki/import/image/rysunki/szafir/lacznik.pdf",null,"10AX250V~, IP20, zaciski bezgwintowe","","",null,null,null,"BIAŁY",null,"0.04000000 kg","75 mm","75 mm","21 mm",null,null,"2025-05-08",null,"","https://www.ospel.pl/sites/all/pliki/import/image/podtynk/szafir/bialy/lp-6zs_m_00.jpg","27.33.11.0","8536 50 07"]
[null,null,null,null,null,null,null,null,null,4397,"ŁP-6ZS/m/18","Łącznik zwierny \"dzwonek\" z podświetleniem niebieskim",27.3,1,"szt","PLN","23%","",10,null,null,null,null,"5906729012469",null,null,"SZAFIR",null,null,"",null,10,null,"https://www.ospel.pl/sites/all/pliki/import/image/podtynk/szafir/srebrny/lp-6zs_m_18.jpg","https://www.ospel.pl/sites/all/pliki/import/image/rysunki/szafir/lacznik.pdf",null,"10AX250V~, IP20, zaciski bezgwintowe","","",null,null,null,"SREBRO",null,"0.04000000 kg","75 mm","75 mm","21 mm",null,null,"2025-05-08",null,"","https://www.ospel.pl/sites/all/pliki/import/image/podtynk/szafir/srebrny/lp-6zs_m_18.jpg","27.33.11.0","8536 50 07"]
[null,null,null,null,null,null,null,null,null,4398,"ŁP-6ZS/m/33","Łącznik zwierny \"dzwonek\" z podświetleniem niebieskim",27.3,1,"szt","PLN","23%","",10,null,null,null,null,"5906729013282",null,null,"SZAFIR",null,null,"",null,10,null,"https://www.ospel.pl/sites/all/pliki/import/image/podtynk/szafir/czarny/lp-6zs_m_33.jpg","https://www.ospel.pl/sites/all/pliki/import/image/rysunki/szafir/lacznik.pdf",null,"10AX250V~, IP20, zaciski bezgwintowe","","",null,null,null,"CZARNY METALIK",null,"0.04000000 kg","75 mm","75 mm","21 mm",null,null,"2025-05-08",null,"","https://www.ospel.pl/sites/all/pliki/import/image/podtynk/szafir/czarny/lp-6zs_m_33.jpg","27.33.11.0","8536 50 07"]
[null,null,null,null,null,null,null,null,null,4399,"ŁP-6ZS/m/70","Łącznik zwierny \"dzwonek\" z podświetleniem niebieskim",27.3,1,"szt","PLN","23%","",10,null,null,null,null,"5906729014104",null,null,"SZAFIR",null,null,"",null,10,null,"https://www.ospel.pl/sites/all/pliki/import/image/podtynk/szafir/szary_mat/lp-6zs_m_70.jpg","https://www.ospel.pl/sites/all/pliki/import/image/rysunki/szafir/lacznik.pdf",null,"10AX250V~, IP20, zaciski bezgwintowe","","",null,null,null,"SZARY MAT",null,"0.04000000 kg","75 mm","75 mm","21 mm",null,null,"2025-05-08",null,"","https://www.ospel.pl/sites/all/pliki/import/image/podtynk/szafir/szary_mat/lp-6zs_m_70.jpg","27.33.11.0","8536 50 07"]
[null,null,null,null,null,null,null,null,null,4400,"ŁP-7Z/m/00","Łącznik żaluzjowy, zwierny",23.3,1,"szt","PLN","23%","",10,null,null,null,null,"5906729011653",null,null,"SZAFIR",null,null,"",null,10,null,"https://www.ospel.pl/sites/all/pliki/import/image/podtynk/szafir/bialy/lp-7z_m_00.jpg","https://www.ospel.pl/sites/all/pliki/import/image/rysunki/szafir/lacznik.pdf",null,"10AX250V~, IP20, zaciski bezgwintowe","","",null,null,null,"BIAŁY",null,"0.04500000 kg","75 mm","75 mm","21 mm",null,null,"2025-05-08",null,"","https://www.ospel.pl/sites/all/pliki/import/image/podtynk/szafir/bialy/lp-7z_m_00.jpg","27.33.11.0","8536 50 07"]
[null,null,null,null,null,null,null,null,null,4401,"ŁP-7Z/m/18","Łącznik żaluzjowy, zwierny",30,1,"szt","PLN","23%","",10,null,null,null,null,"5906729012476",null,null,"SZAFIR",null,null,"",null,10,null,"https://www.ospel.pl/sites/all/pliki/import/image/podtynk/szafir/srebrny/lp-7z_m_18.jpg","https://www.ospel.pl/sites/all/pliki/import/image/rysunki/szafir/lacznik.pdf",null,"10AX250V~, IP20, zaciski bezgwintowe","","",null,null,null,"SREBRO",null,"0.04500000 kg","75 mm","75 mm","21 mm",null,null,"2025-05-08",null,"","https://www.ospel.pl/sites/all/pliki/import/image/podtynk/szafir/srebrny/lp-7z_m_18.jpg","27.33.11.0","8536 50 07"]
[null,null,null,null,null,null,null,null,null,4402,"ŁP-7Z/m/33","Łącznik żaluzjowy, zwierny",30,1,"szt","PLN","23%","",10,null,null,null,null,"5906729013299",null,null,"SZAFIR",null,null,"",null,10,null,"https://www.ospel.pl/sites/all/pliki/import/image/podtynk/szafir/czarny/lp-7z_m_33.jpg","https://www.ospel.pl/sites/all/pliki/import/image/rysunki/szafir/lacznik.pdf",null,"10AX250V~, IP20, zaciski bezgwintowe","","",null,null,null,"CZARNY METALIK",null,"0.04500000 kg","75 mm","75 mm","21 mm",null,null,"2025-05-08",null,"","https://www.ospel.pl/sites/all/pliki/import/image/podtynk/szafir/czarny/lp-7z_m_33.jpg","27.33.11.0","8536 50 07"]
[null,null,null,null,null,null,null,null,null,4403,"ŁP-7Z/m/70","Łącznik żaluzjowy, zwierny",30,1,"szt","PLN","23%","",10,null,null,null,null,"5906729014111",null,null,"SZAFIR",null,null,"",null,10,null,"https://www.ospel.pl/sites/all/pliki/import/image/podtynk/szafir/szary_mat/lp-7z_m_70.jpg","https://www.ospel.pl/sites/all/pliki/import/image/rysunki/szafir/lacznik.pdf",null,"10AX250V~, IP20, zaciski bezgwintowe","","",null,null,null,"SZARY MAT",null,"0.04500000 kg","75 mm","75 mm","21 mm",null,null,"2025-05-08",null,"","https://www.ospel.pl/sites/all/pliki/import/image/podtynk/szafir/szary_mat/lp-7z_m_70.jpg","27.33.11.0","8536 50 07"]
[null,null,null,null,null,null,null,null,null,4404,"ŁP-7ZB/m/00","Łącznik żaluzjowy z blokadą mechaniczną",33.200000000000003,1,"szt","PLN","23%","",10,null,null,null,null,"5906729011677",null,null,"SZAFIR",null,null,"",null,10,null,"https://www.ospel.pl/sites/all/pliki/import/image/podtynk/szafir/bialy/lp-7zb_m_00.jpg","https://www.ospel.pl/sites/all/pliki/import/image/rysunki/szafir/lacznik.pdf",null,"10AX250V~, IP20, zaciski bezgwintowe","","",null,null,null,"BIAŁY",null,"0.04500000 kg","75 mm","75 mm","21 mm",null,null,"2025-05-08",null,"","https://www.ospel.pl/sites/all/pliki/import/image/podtynk/szafir/bialy/lp-7zb_m_00.jpg","27.33.11.0","8536 50 07"]
[null,null,null,null,null,null,null,null,null,4405,"ŁP-7ZB/m/18","Łącznik żaluzjowy z blokadą mechaniczną",40.1,1,"szt","PLN","23%","",10,null,null,null,null,"5906729012490",null,null,"SZAFIR",null,null,"",null,10,null,"https://www.ospel.pl/sites/all/pliki/import/image/podtynk/szafir/srebrny/lp-7z_m_18.jpg","https://www.ospel.pl/sites/all/pliki/import/image/rysunki/szafir/lacznik.pdf",null,"10AX250V~, IP20, zaciski bezgwintowe","","",null,null,null,"SREBRO",null,"0.04500000 kg","75 mm","75 mm","21 mm",null,null,"2025-05-08",null,"","https://www.ospel.pl/sites/all/pliki/import/image/podtynk/szafir/srebrny/lp-7z_m_18.jpg","27.33.11.0","8536 50 07"]
[null,null,null,null,null,null,null,null,null,4406,"ŁP-7ZB/m/33","Łącznik żaluzjowy z blokadą mechaniczną",40.1,1,"szt","PLN","23%","",10,null,null,null,null,"5906729013312",null,null,"SZAFIR",null,null,"",null,10,null,"https://www.ospel.pl/sites/all/pliki/import/image/podtynk/szafir/czarny/lp-7z_m_33.jpg","https://www.ospel.pl/sites/all/pliki/import/image/rysunki/szafir/lacznik.pdf",null,"10AX250V~, IP20, zaciski bezgwintowe","","",null,null,null,"CZARNY METALIK",null,"0.04500000 kg","75 mm","75 mm","21 mm",null,null,"2025-05-08",null,"","https://www.ospel.pl/sites/all/pliki/import/image/podtynk/szafir/czarny/lp-7z_m_33.jpg","27.33.11.0","8536 50 07"]
[null,null,null,null,null,null,null,null,null,4407,"ŁP-7ZB/m/70","Łącznik żaluzjowy z blokadą mechaniczną",40.1,1,"szt","PLN","23%","",10,null,null,null,null,"5906729014135",null,null,"SZAFIR",null,null,"",null,10,null,"https://www.ospel.pl/sites/all/pliki/import/image/podtynk/szafir/szary_mat/lp-7zb_m_70.jpg","https://www.ospel.pl/sites/all/pliki/import/image/rysunki/szafir/lacznik.pdf",null,"10AX250V~, IP20, zaciski bezgwintowe","","",null,null,null,"SZARY MAT",null,"0.04500000 kg","75 mm","75 mm","21 mm",null,null,"2025-05-08",null,"","https://www.ospel.pl/sites/all/pliki/import/image/podtynk/szafir/szary_mat/lp-7zb_m_70.jpg","27.33.11.0","8536 50 07"]
[null,null,null,null,null,null,null,null,null,4408,"ŁP-7ZBS/m/00","Łącznik żaluzjowy z podświetleniem białym z blokadą mechaniczną",42.1,1,"szt","PLN","23%","",10,null,null,null,null,"5906729011684",null,null,"SZAFIR",null,null,"",null,10,null,"https://www.ospel.pl/sites/all/pliki/import/image/podtynk/szafir/bialy/lp-7zbs_m_00.jpg","https://www.ospel.pl/sites/all/pliki/import/image/rysunki/szafir/lacznik.pdf",null,"10AX250V~, IP20, zaciski bezgwintowe","","",null,null,null,"BIAŁY",null,"0.04500000 kg","75 mm","75 mm","21 mm",null,null,"2025-05-08",null,"","https://www.ospel.pl/sites/all/pliki/import/image/podtynk/szafir/bialy/lp-7zbs_m_00.jpg","27.33.11.0","8536 50 07"]
[null,null,null,null,null,null,null,null,null,4409,"ŁP-7ZBS/m/18","Łącznik żaluzjowy z podświetleniem niebieskim z blokadą mechaniczną",49.1,1,"szt","PLN","23%","",10,null,null,null,null,"5906729012506",null,null,"SZAFIR",null,null,"",null,10,null,"https://www.ospel.pl/sites/all/pliki/import/image/podtynk/szafir/srebrny/lp-7zs_m_18.jpg","https://www.ospel.pl/sites/all/pliki/import/image/rysunki/szafir/lacznik.pdf",null,"10AX250V~, IP20, zaciski bezgwintowe","","",null,null,null,"SREBRO",null,"","75 mm","75 mm","21 mm",null,null,"2025-05-08",null,"","https://www.ospel.pl/sites/all/pliki/import/image/podtynk/szafir/srebrny/lp-7zs_m_18.jpg","27.33.11.0","8536 50 07"]
[null,null,null,null,null,null,null,null,null,4410,"ŁP-7ZBS/m/33","Łącznik żaluzjowy z podświetleniem niebieskim z blokadą mechaniczną",49.1,1,"szt","PLN","23%","",10,null,null,null,null,"5906729013329",null,null,"SZAFIR",null,null,"",null,10,null,"https://www.ospel.pl/sites/all/pliki/import/image/podtynk/szafir/czarny/lp-7zs_m_33.jpg","https://www.ospel.pl/sites/all/pliki/import/image/rysunki/szafir/lacznik.pdf",null,"10AX250V~, IP20, zaciski bezgwintowe","","",null,null,null,"CZARNY METALIK",null,"0.04500000 kg","75 mm","75 mm","21 mm",null,null,"2025-05-08",null,"","https://www.ospel.pl/sites/all/pliki/import/image/podtynk/szafir/czarny/lp-7zs_m_33.jpg","27.33.11.0","8536 50 07"]
[null,null,null,null,null,null,null,null,null,4411,"ŁP-7ZBS/m/70","Łącznik żaluzjowy z podświetleniem niebieskim z blokadą mechaniczną",49.1,1,"szt","PLN","23%","",10,null,null,null,null,"5906729014142",null,null,"SZAFIR",null,null,"",null,10,null,"https://www.ospel.pl/sites/all/pliki/import/image/podtynk/szafir/szary_mat/lp-7zbs_m_70.jpg","https://www.ospel.pl/sites/all/pliki/import/image/rysunki/szafir/lacznik.pdf",null,"10AX250V~, IP20, zaciski bezgwintowe","","",null,null,null,"SZARY MAT",null,"0.04500000 kg","75 mm","75 mm","21 mm",null,null,"2025-05-08",null,"","https://www.ospel.pl/sites/all/pliki/import/image/podtynk/szafir/szary_mat/lp-7zbs_m_70.jpg","27.33.11.0","8536 50 07"]
[null,null,null,null,null,null,null,null,null,4412,"ŁP-7ZS/m/00","Łącznik żaluzjowy, zwierny z podświetleniem białym",27.5,1,"szt","PLN","23%","",10,null,null,null,null,"5906729011660",null,null,"SZAFIR",null,null,"",null,10,null,"https://www.ospel.pl/sites/all/pliki/import/image/podtynk/szafir/bialy/lp-7zs_m_00.jpg","https://www.ospel.pl/sites/all/pliki/import/image/rysunki/szafir/lacznik.pdf",null,"10AX250V~, IP20, zaciski bezgwintowe","","",null,null,null,"BIAŁY",null,"0.04600000 kg","75 mm","75 mm","21 mm",null,null,"2025-05-08",null,"","https://www.ospel.pl/sites/all/pliki/import/image/podtynk/szafir/bialy/lp-7zs_m_00.jpg","27.33.11.0","8536 50 07"]
[null,null,null,null,null,null,null,null,null,4413,"ŁP-7ZS/m/18","Łącznik żaluzjowy, zwierny z podświetleniem niebieskim",35.4,1,"szt","PLN","23%","",10,null,null,null,null,"5906729012483",null,null,"SZAFIR",null,null,"",null,10,null,"https://www.ospel.pl/sites/all/pliki/import/image/podtynk/szafir/srebrny/lp-7zs_m_18.jpg","https://www.ospel.pl/sites/all/pliki/import/image/rysunki/szafir/lacznik.pdf",null,"10AX250V~, IP20, zaciski bezgwintowe","","",null,null,null,"SREBRO",null,"0.04600000 kg","75 mm","75 mm","21 mm",null,null,"2025-05-08",null,"","https://www.ospel.pl/sites/all/pliki/import/image/podtynk/szafir/srebrny/lp-7zs_m_18.jpg","27.33.11.0","8536 50 07"]
[null,null,null,null,null,null,null,null,null,4414,"ŁP-7ZS/m/33","Łącznik żaluzjowy, zwierny z podświetleniem niebieskim",35.4,1,"szt","PLN","23%","",10,null,null,null,null,"5906729013305",null,null,"SZAFIR",null,null,"",null,10,null,"https://www.ospel.pl/sites/all/pliki/import/image/podtynk/szafir/czarny/lp-7zs_m_33.jpg","https://www.ospel.pl/sites/all/pliki/import/image/rysunki/szafir/lacznik.pdf",null,"10AX250V~, IP20, zaciski bezgwintowe","","",null,null,null,"CZARNY METALIK",null,"0.04600000 kg","75 mm","75 mm","21 mm",null,null,"2025-05-08",null,"","https://www.ospel.pl/sites/all/pliki/import/image/podtynk/szafir/czarny/lp-7zs_m_33.jpg","27.33.11.0","8536 50 07"]
[null,null,null,null,null,null,null,null,null,4415,"ŁP-7ZS/m/70","Łącznik żaluzjowy, zwierny z podświetleniem niebieskim",35.4,1,"szt","PLN","23%","",10,null,null,null,null,"5906729014128",null,null,"SZAFIR",null,null,"",null,10,null,"https://www.ospel.pl/sites/all/pliki/import/image/podtynk/szafir/szary_mat/lp-7zs_m_70.jpg","https://www.ospel.pl/sites/all/pliki/import/image/rysunki/szafir/lacznik.pdf",null,"10AX250V~, IP20, zaciski bezgwintowe","","",null,null,null,"SZARY MAT",null,"0.04600000 kg","75 mm","75 mm","21 mm",null,null,"2025-05-08",null,"","https://www.ospel.pl/sites/all/pliki/import/image/podtynk/szafir/szary_mat/lp-7zs_m_70.jpg","27.33.11.0","8536 50 07"]
[null,null,null,null,null,null,null,null,null,4416,"ŁP-8ZL2/m/00","Ściemniacz uniwersalny do obciążenia żarowego, halogenowego oraz LED",178.7,1,"szt","PLN","23%","",5,null,null,null,null,"5906729011806",null,null,"SZAFIR",null,null,"",null,5,null,"https://www.ospel.pl/sites/all/pliki/import/image/podtynk/szafir/bialy/lp-8zl2_m_00.jpg","https://www.ospel.pl/sites/all/pliki/import/image/rysunki/szafir/sciemniacz.pdf",null,"LED 0-100W, GLS 10-250W, 230V~50Hz","","",null,null,null,"BIAŁY",null,"0.14000000 kg","75 mm","75 mm","30 mm",null,null,"2025-05-08",null,"","https://www.ospel.pl/sites/all/pliki/import/image/podtynk/szafir/bialy/lp-8zl2_m_00.jpg","27.33.11.0","8536 50 05"]
[null,null,null,null,null,null,null,null,null,4417,"ŁP-8ZL2/m/18","Ściemniacz uniwersalny do obciążenia żarowego, halogenowego oraz LED",187,1,"szt","PLN","23%","",5,null,null,null,null,"5906729012629",null,null,"SZAFIR",null,null,"",null,5,null,"https://www.ospel.pl/sites/all/pliki/import/image/podtynk/szafir/srebrny/lp-8zl2_m_18.jpg","https://www.ospel.pl/sites/all/pliki/import/image/rysunki/szafir/sciemniacz.pdf",null,"LED 0-100W, GLS 10-250W, 230V~50Hz","","",null,null,null,"SREBRO",null,"0.14000000 kg","75 mm","75 mm","30 mm",null,null,"2025-05-08",null,"","https://www.ospel.pl/sites/all/pliki/import/image/podtynk/szafir/srebrny/lp-8zl2_m_18.jpg","27.33.11.0","8536 50 05"]
[null,null,null,null,null,null,null,null,null,4418,"ŁP-8ZL2/m/33","Ściemniacz uniwersalny do obciążenia żarowego, halogenowego oraz LED",187,1,"szt","PLN","23%","",5,null,null,null,null,"5906729013442",null,null,"SZAFIR",null,null,"",null,5,null,"https://www.ospel.pl/sites/all/pliki/import/image/podtynk/szafir/czarny/lp-8zl2_m_33.jpg","https://www.ospel.pl/sites/all/pliki/import/image/rysunki/szafir/sciemniacz.pdf",null,"LED 0-100W, GLS 10-250W, 230V~50Hz","","",null,null,null,"CZARNY METALIK",null,"0.14000000 kg","75 mm","75 mm","30 mm",null,null,"2025-05-08",null,"","https://www.ospel.pl/sites/all/pliki/import/image/podtynk/szafir/czarny/lp-8zl2_m_33.jpg","27.33.11.0","8536 50 05"]
[null,null,null,null,null,null,null,null,null,4419,"ŁP-8ZL2/m/70","Ściemniacz uniwersalny do obciążenia żarowego, halogenowego oraz LED",187,1,"szt","PLN","23%","",5,null,null,null,null,"5906729014265",null,null,"SZAFIR",null,null,"",null,5,null,"https://www.ospel.pl/sites/all/pliki/import/image/podtynk/szafir/szary_mat/lp-8zl2_m_70.jpg","https://www.ospel.pl/sites/all/pliki/import/image/rysunki/szafir/sciemniacz.pdf",null,"LED 0-100W, GLS 10-250W, 230V~50Hz","","",null,null,null,"SZARY MAT",null,"0.14000000 kg","75 mm","75 mm","30 mm",null,null,"2025-05-08",null,"","https://www.ospel.pl/sites/all/pliki/import/image/podtynk/szafir/szary_mat/lp-8zl2_m_70.jpg","27.33.11.0","8536 50 05"]
[null,null,null,null,null,null,null,null,null,4420,"ŁP-9Z/m/00","Łącznik schodowy + jednobiegunowy",25.5,1,"szt","PLN","23%","",10,null,null,null,null,"5906729011721",null,null,"SZAFIR",null,null,"",null,10,null,"https://www.ospel.pl/sites/all/pliki/import/image/podtynk/szafir/bialy/lp-9z_m_00.jpg","https://www.ospel.pl/sites/all/pliki/import/image/rysunki/szafir/lacznik.pdf",null,"10AX250V~, IP20, zaciski bezgwintowe","","",null,null,null,"BIAŁY",null,"0.04800000 kg","75 mm","75 mm","21 mm",null,null,"2025-05-08",null,"","https://www.ospel.pl/sites/all/pliki/import/image/podtynk/szafir/bialy/lp-9z_m_00.jpg","27.33.11.0","8536 50 07"]
[null,null,null,null,null,null,null,null,null,4421,"ŁP-9Z/m/18","Łącznik schodowy + jednobiegunowy",29.8,1,"szt","PLN","23%","",10,null,null,null,null,"5906729012544",null,null,"SZAFIR",null,null,"",null,10,null,"https://www.ospel.pl/sites/all/pliki/import/image/podtynk/szafir/srebrny/lp-9z_m_18.jpg","https://www.ospel.pl/sites/all/pliki/import/image/rysunki/szafir/lacznik.pdf",null,"10AX250V~, IP20, zaciski bezgwintowe","","",null,null,null,"SREBRO",null,"0.04800000 kg","75 mm","75 mm","21 mm",null,null,"2025-05-08",null,"","https://www.ospel.pl/sites/all/pliki/import/image/podtynk/szafir/srebrny/lp-9z_m_18.jpg","27.33.11.0","8536 50 07"]
[null,null,null,null,null,null,null,null,null,4422,"ŁP-9Z/m/33","Łącznik schodowy + jednobiegunowy",29.8,1,"szt","PLN","23%","",10,null,null,null,null,"5906729013367",null,null,"SZAFIR",null,null,"",null,10,null,"https://www.ospel.pl/sites/all/pliki/import/image/podtynk/szafir/czarny/lp-9z_m_33.jpg","https://www.ospel.pl/sites/all/pliki/import/image/rysunki/szafir/lacznik.pdf",null,"10AX250V~, IP20, zaciski bezgwintowe","","",null,null,null,"CZARNY METALIK",null,"0.04800000 kg","75 mm","75 mm","21 mm",null,null,"2025-05-08",null,"","https://www.ospel.pl/sites/all/pliki/import/image/podtynk/szafir/czarny/lp-9z_m_33.jpg","27.33.11.0","8536 50 07"]
[null,null,null,null,null,null,null,null,null,4423,"ŁP-9Z/m/70","Łącznik schodowy + jednobiegunowy",29.8,1,"szt","PLN","23%","",10,null,null,null,null,"5906729014180",null,null,"SZAFIR",null,null,"",null,10,null,"https://www.ospel.pl/sites/all/pliki/import/image/podtynk/szafir/szary_mat/lp-9z_m_70.jpg","https://www.ospel.pl/sites/all/pliki/import/image/rysunki/szafir/lacznik.pdf",null,"10AX250V~, IP20, zaciski bezgwintowe","","",null,null,null,"SZARY MAT",null,"0.04800000 kg","75 mm","75 mm","21 mm",null,null,"2025-05-08",null,"","https://www.ospel.pl/sites/all/pliki/import/image/podtynk/szafir/szary_mat/lp-9z_m_70.jpg","27.33.11.0","8536 50 07"]
[null,null,null,null,null,null,null,null,null,4424,"ŁP-9ZS/m/00","Łącznik schodowy + jednobiegunowy z podświetleniem białym",34.299999999999997,1,"szt","PLN","23%","",10,null,null,null,null,"5906729011738",null,null,"SZAFIR",null,null,"",null,10,null,"https://www.ospel.pl/sites/all/pliki/import/image/podtynk/szafir/bialy/lp-9zs_m_00.jpg","https://www.ospel.pl/sites/all/pliki/import/image/rysunki/szafir/lacznik.pdf",null,"10AX250V~, IP20, zaciski bezgwintowe","","",null,null,null,"BIAŁY",null,"0.04900000 kg","75 mm","75 mm","21 mm",null,null,"2025-05-08",null,"","https://www.ospel.pl/sites/all/pliki/import/image/podtynk/szafir/bialy/lp-9zs_m_00.jpg","27.33.11.0","8536 50 07"]
[null,null,null,null,null,null,null,null,null,4425,"ŁP-9ZS/m/18","Łącznik schodowy + jednobiegunowy z podświetleniem niebieskim",38.9,1,"szt","PLN","23%","",10,null,null,null,null,"5906729012551",null,null,"SZAFIR",null,null,"",null,10,null,"https://www.ospel.pl/sites/all/pliki/import/image/podtynk/szafir/srebrny/lp-9zs_m_18.jpg","https://www.ospel.pl/sites/all/pliki/import/image/rysunki/szafir/lacznik.pdf",null,"10AX250V~, IP20, zaciski bezgwintowe","","",null,null,null,"SREBRO",null,"0.04900000 kg","75 mm","75 mm","21 mm",null,null,"2025-05-08",null,"","https://www.ospel.pl/sites/all/pliki/import/image/podtynk/szafir/srebrny/lp-9zs_m_18.jpg","27.33.11.0","8536 50 07"]
[null,null,null,null,null,null,null,null,null,4426,"ŁP-9ZS/m/33","Łącznik schodowy + jednobiegunowy z podświetleniem niebieskim",38.9,1,"szt","PLN","23%","",10,null,null,null,null,"5906729013374",null,null,"SZAFIR",null,null,"",null,10,null,"https://www.ospel.pl/sites/all/pliki/import/image/podtynk/szafir/czarny/lp-9zs_m_33.jpg","https://www.ospel.pl/sites/all/pliki/import/image/rysunki/szafir/lacznik.pdf",null,"10AX250V~, IP20, zaciski bezgwintowe","","",null,null,null,"CZARNY METALIK",null,"0.04900000 kg","75 mm","75 mm","21 mm",null,null,"2025-05-08",null,"","https://www.ospel.pl/sites/all/pliki/import/image/podtynk/szafir/czarny/lp-9zs_m_33.jpg","27.33.11.0","8536 50 07"]
[null,null,null,null,null,null,null,null,null,4427,"ŁP-9ZS/m/70","Łącznik schodowy + jednobiegunowy z podświetleniem niebieskim",38.9,1,"szt","PLN","23%","",10,null,null,null,null,"5906729014197",null,null,"SZAFIR",null,null,"",null,10,null,"https://www.ospel.pl/sites/all/pliki/import/image/podtynk/szafir/szary_mat/lp-9zs_m_70.jpg","https://www.ospel.pl/sites/all/pliki/import/image/rysunki/szafir/lacznik.pdf",null,"10AX250V~, IP20, zaciski bezgwintowe","","",null,null,null,"SZARY MAT",null,"0.04900000 kg","75 mm","75 mm","21 mm",null,null,"2025-05-08",null,"","https://www.ospel.pl/sites/all/pliki/import/image/podtynk/szafir/szary_mat/lp-9zs_m_70.jpg","27.33.11.0","8536 50 07"]
[null,null,null,null,null,null,null,null,null,4428,"O-1Z","Osłona ochronna",2.7,1,"szt","PLN","23%","",20,null,null,null,null,"5906729015644",null,null,"SZAFIR",null,null,"",null,20,null,"https://www.ospel.pl/sites/all/pliki/import/image/podtynk/szafir/bialy/o-1z.jpg","",null,"","","",null,null,null,"BEZBARWNY",null,"","71 mm","71 mm","",null,null,"2025-05-08",null,"","https://www.ospel.pl/sites/all/pliki/import/image/podtynk/szafir/bialy/o-1z.jpg","27.33.13.0","8536 90 01"]
[null,null,null,null,null,null,null,null,null,4429,"R-1Z/00","Ramka pojedyncza",3,1,"szt","PLN","23%","",10,null,null,null,null,"5906729012230",null,null,"SZAFIR",null,null,"",null,10,null,"https://www.ospel.pl/sites/all/pliki/import/image/podtynk/szafir/bialy/r-1z_00.jpg","https://www.ospel.pl/sites/all/pliki/import/image/rysunki/szafir/ramka.pdf",null,"Tworzywo poliwęglan","","",null,null,null,"BIAŁY",null,"","82 mm","82 mm","",null,null,"2025-05-08",null,"","https://www.ospel.pl/sites/all/pliki/import/image/podtynk/szafir/bialy/r-1z_00.jpg","27.33.13.0","8536 90 01"]
[null,null,null,null,null,null,null,null,null,4430,"R-1Z/18","Ramka pojedyncza",8,1,"szt","PLN","23%","",10,null,null,null,null,"5906729013053",null,null,"SZAFIR",null,null,"",null,10,null,"https://www.ospel.pl/sites/all/pliki/import/image/podtynk/szafir/srebrny/r-1z_18.jpg","https://www.ospel.pl/sites/all/pliki/import/image/rysunki/szafir/ramka.pdf",null,"Tworzywo poliwęglan","","",null,null,null,"SREBRO",null,"","82 mm","82 mm","",null,null,"2025-05-08",null,"","https://www.ospel.pl/sites/all/pliki/import/image/podtynk/szafir/srebrny/r-1z_18.jpg","27.33.13.0","8536 90 01"]
[null,null,null,null,null,null,null,null,null,4431,"R-1Z/33","Ramka pojedyncza",8,1,"szt","PLN","23%","",10,null,null,null,null,"5906729013879",null,null,"SZAFIR",null,null,"",null,10,null,"https://www.ospel.pl/sites/all/pliki/import/image/podtynk/szafir/czarny/r-1z_33.jpg","https://www.ospel.pl/sites/all/pliki/import/image/rysunki/szafir/ramka.pdf",null,"Tworzywo poliwęglan","","",null,null,null,"CZARNY METALIK",null,"","82 mm","82 mm","",null,null,"2025-05-08",null,"","https://www.ospel.pl/sites/all/pliki/import/image/podtynk/szafir/czarny/r-1z_33.jpg","27.33.13.0","8536 90 01"]
[null,null,null,null,null,null,null,null,null,4432,"R-1Z/70","Ramka pojedyncza",8,1,"szt","PLN","23%","",10,null,null,null,null,"5906729014692",null,null,"SZAFIR",null,null,"",null,10,null,"https://www.ospel.pl/sites/all/pliki/import/image/podtynk/szafir/szary_mat/r-1z_70.jpg","https://www.ospel.pl/sites/all/pliki/import/image/rysunki/szafir/ramka.pdf",null,"Tworzywo poliwęglan","","",null,null,null,"SZARY MAT",null,"","82 mm","82 mm","",null,null,"2025-05-08",null,"","https://www.ospel.pl/sites/all/pliki/import/image/podtynk/szafir/szary_mat/r-1z_70.jpg","27.33.13.0","8536 90 01"]
[null,null,null,null,null,null,null,null,null,4433,"R-2Z/00","Ramka podwójna",6.2,1,"szt","PLN","23%","",10,null,null,null,null,"5906729012247",null,null,"SZAFIR",null,null,"",null,10,null,"https://www.ospel.pl/sites/all/pliki/import/image/podtynk/szafir/bialy/r-2z_00.jpg","https://www.ospel.pl/sites/all/pliki/import/image/rysunki/szafir/ramka_2.pdf",null,"Tworzywo poliwęglan","","",null,null,null,"BIAŁY",null,"","82 mm","153 mm","",null,null,"2025-05-08",null,"","https://www.ospel.pl/sites/all/pliki/import/image/podtynk/szafir/bialy/r-2z_00.jpg","27.33.13.0","8536 90 01"]
[null,null,null,null,null,null,null,null,null,4434,"R-2Z/18","Ramka podwójna",11.8,1,"szt","PLN","23%","",10,null,null,null,null,"5906729013060",null,null,"SZAFIR",null,null,"",null,10,null,"https://www.ospel.pl/sites/all/pliki/import/image/podtynk/szafir/srebrny/r-2z_18.jpg","https://www.ospel.pl/sites/all/pliki/import/image/rysunki/szafir/ramka_2.pdf",null,"Tworzywo poliwęglan","","",null,null,null,"SREBRO",null,"","82 mm","153 mm","",null,null,"2025-05-08",null,"","https://www.ospel.pl/sites/all/pliki/import/image/podtynk/szafir/srebrny/r-2z_18.jpg","27.33.13.0","8536 90 01"]
[null,null,null,null,null,null,null,null,null,4435,"R-2Z/33","Ramka podwójna",11.8,1,"szt","PLN","23%","",10,null,null,null,null,"5906729013886",null,null,"SZAFIR",null,null,"",null,10,null,"https://www.ospel.pl/sites/all/pliki/import/image/podtynk/szafir/czarny/r-2z_33.jpg","https://www.ospel.pl/sites/all/pliki/import/image/rysunki/szafir/ramka_2.pdf",null,"Tworzywo poliwęglan","","",null,null,null,"CZARNY METALIK",null,"","82 mm","153 mm","",null,null,"2025-05-08",null,"","https://www.ospel.pl/sites/all/pliki/import/image/podtynk/szafir/czarny/r-2z_33.jpg","27.33.13.0","8536 90 01"]
[null,null,null,null,null,null,null,null,null,4436,"R-2Z/70","Ramka podwójna",11.8,1,"szt","PLN","23%","",10,null,null,null,null,"5906729014708",null,null,"SZAFIR",null,null,"",null,10,null,"https://www.ospel.pl/sites/all/pliki/import/image/podtynk/szafir/szary_mat/r-2z_70.jpg","https://www.ospel.pl/sites/all/pliki/import/image/rysunki/szafir/ramka_2.pdf",null,"Tworzywo poliwęglan","","",null,null,null,"SZARY MAT",null,"","82 mm","153 mm","",null,null,"2025-05-08",null,"","https://www.ospel.pl/sites/all/pliki/import/image/podtynk/szafir/szary_mat/r-2z_70.jpg","27.33.13.0","8536 90 01"]
[null,null,null,null,null,null,null,null,null,4437,"R-3Z/00","Ramka potrójna",9.1999999999999993,1,"szt","PLN","23%","",10,null,null,null,null,"5906729012254",null,null,"SZAFIR",null,null,"",null,10,null,"https://www.ospel.pl/sites/all/pliki/import/image/podtynk/szafir/bialy/r-3z_00.jpg","https://www.ospel.pl/sites/all/pliki/import/image/rysunki/szafir/ramka_3.pdf",null,"Tworzywo poliwęglan","","",null,null,null,"BIAŁY",null,"","82 mm","224 mm","",null,null,"2025-05-08",null,"","https://www.ospel.pl/sites/all/pliki/import/image/podtynk/szafir/bialy/r-3z_00.jpg","27.33.13.0","8536 90 01"]
[null,null,null,null,null,null,null,null,null,4438,"R-3Z/18","Ramka potrójna",15.8,1,"szt","PLN","23%","",10,null,null,null,null,"5906729013077",null,null,"SZAFIR",null,null,"",null,10,null,"https://www.ospel.pl/sites/all/pliki/import/image/podtynk/szafir/srebrny/r-3z_18.jpg","https://www.ospel.pl/sites/all/pliki/import/image/rysunki/szafir/ramka_3.pdf",null,"Tworzywo poliwęglan","","",null,null,null,"SREBRO",null,"","82 mm","224 mm","",null,null,"2025-05-08",null,"","https://www.ospel.pl/sites/all/pliki/import/image/podtynk/szafir/srebrny/r-3z_18.jpg","27.33.13.0","8536 90 01"]
[null,null,null,null,null,null,null,null,null,4439,"R-3Z/33","Ramka potrójna",15.8,1,"szt","PLN","23%","",10,null,null,null,null,"5906729013893",null,null,"SZAFIR",null,null,"",null,10,null,"https://www.ospel.pl/sites/all/pliki/import/image/podtynk/szafir/czarny/r-3z_33.jpg","https://www.ospel.pl/sites/all/pliki/import/image/rysunki/szafir/ramka_3.pdf",null,"Tworzywo poliwęglan","","",null,null,null,"CZARNY METALIK",null,"","82 mm","224 mm","",null,null,"2025-05-08",null,"","https://www.ospel.pl/sites/all/pliki/import/image/podtynk/szafir/czarny/r-3z_33.jpg","27.33.13.0","8536 90 01"]
[null,null,null,null,null,null,null,null,null,4440,"R-3Z/70","Ramka potrójna",15.8,1,"szt","PLN","23%","",10,null,null,null,null,"5906729014715",null,null,"SZAFIR",null,null,"",null,10,null,"https://www.ospel.pl/sites/all/pliki/import/image/podtynk/szafir/szary_mat/r-3z_70.jpg","https://www.ospel.pl/sites/all/pliki/import/image/rysunki/szafir/ramka_3.pdf",null,"Tworzywo poliwęglan","","",null,null,null,"SZARY MAT",null,"","82 mm","224 mm","",null,null,"2025-05-08",null,"","https://www.ospel.pl/sites/all/pliki/import/image/podtynk/szafir/szary_mat/r-3z_70.jpg","27.33.13.0","8536 90 01"]
[null,null,null,null,null,null,null,null,null,4441,"R-4Z/00","Ramka poczwórna",13.2,1,"szt","PLN","23%","",10,null,null,null,null,"5906729012261",null,null,"SZAFIR",null,null,"",null,10,null,"https://www.ospel.pl/sites/all/pliki/import/image/podtynk/szafir/bialy/r-4z_00.jpg","https://www.ospel.pl/sites/all/pliki/import/image/rysunki/szafir/ramka_4.pdf",null,"Tworzywo poliwęglan","","",null,null,null,"BIAŁY",null,"","82 mm","295 mm","",null,null,"2025-05-08",null,"","https://www.ospel.pl/sites/all/pliki/import/image/podtynk/szafir/bialy/r-4z_00.jpg","27.33.13.0","8536 90 01"]
[null,null,null,null,null,null,null,null,null,4442,"R-4Z/18","Ramka poczwórna",20.7,1,"szt","PLN","23%","",10,null,null,null,null,"5906729013084",null,null,"SZAFIR",null,null,"",null,10,null,"https://www.ospel.pl/sites/all/pliki/import/image/podtynk/szafir/srebrny/r-4z_18.jpg","https://www.ospel.pl/sites/all/pliki/import/image/rysunki/szafir/ramka_4.pdf",null,"Tworzywo poliwęglan","","",null,null,null,"SREBRO",null,"","82 mm","295 mm","",null,null,"2025-05-08",null,"","https://www.ospel.pl/sites/all/pliki/import/image/podtynk/szafir/srebrny/r-4z_18.jpg","27.33.13.0","8536 90 01"]
[null,null,null,null,null,null,null,null,null,4443,"R-4Z/33","Ramka poczwórna",20.7,1,"szt","PLN","23%","",10,null,null,null,null,"5906729013909",null,null,"SZAFIR",null,null,"",null,10,null,"https://www.ospel.pl/sites/all/pliki/import/image/podtynk/szafir/czarny/r-4z_33.jpg","https://www.ospel.pl/sites/all/pliki/import/image/rysunki/szafir/ramka_4.pdf",null,"Tworzywo poliwęglan","","",null,null,null,"CZARNY METALIK",null,"","82 mm","295 mm","",null,null,"2025-05-08",null,"","https://www.ospel.pl/sites/all/pliki/import/image/podtynk/szafir/czarny/r-4z_33.jpg","27.33.13.0","8536 90 01"]
[null,null,null,null,null,null,null,null,null,4444,"R-4Z/70","Ramka poczwórna",20.7,1,"szt","PLN","23%","",10,null,null,null,null,"5906729014722",null,null,"SZAFIR",null,null,"",null,10,null,"https://www.ospel.pl/sites/all/pliki/import/image/podtynk/szafir/szary_mat/r-4z_70.jpg","https://www.ospel.pl/sites/all/pliki/import/image/rysunki/szafir/ramka_4.pdf",null,"Tworzywo poliwęglan","","",null,null,null,"SZARY MAT",null,"","82 mm","295 mm","",null,null,"2025-05-08",null,"","https://www.ospel.pl/sites/all/pliki/import/image/podtynk/szafir/szary_mat/r-4z_70.jpg","27.33.13.0","8536 90 01"]
[null,null,null,null,null,null,null,null,null,4445,"R-5Z/00","Ramka pięciokrotna",16,1,"szt","PLN","23%","",10,null,null,null,null,"5906729012278",null,null,"SZAFIR",null,null,"",null,10,null,"https://www.ospel.pl/sites/all/pliki/import/image/podtynk/szafir/bialy/r-5z_00.jpg","https://www.ospel.pl/sites/all/pliki/import/image/rysunki/szafir/ramka_5.pdf",null,"Tworzywo poliwęglan","","",null,null,null,"BIAŁY",null,"","82 mm","366 mm","",null,null,"2025-05-08",null,"","https://www.ospel.pl/sites/all/pliki/import/image/podtynk/szafir/bialy/r-5z_00.jpg","27.33.13.0","8536 90 01"]
[null,null,null,null,null,null,null,null,null,4446,"R-5Z/18","Ramka pięciokrotna",22.9,1,"szt","PLN","23%","",10,null,null,null,null,"5906729013091",null,null,"SZAFIR",null,null,"",null,10,null,"https://www.ospel.pl/sites/all/pliki/import/image/podtynk/szafir/srebrny/r-5z_18.jpg","https://www.ospel.pl/sites/all/pliki/import/image/rysunki/szafir/ramka_5.pdf",null,"Tworzywo poliwęglan","","",null,null,null,"SREBRO",null,"","82 mm","366 mm","",null,null,"2025-05-08",null,"","https://www.ospel.pl/sites/all/pliki/import/image/podtynk/szafir/srebrny/r-5z_18.jpg","27.33.13.0","8536 90 01"]
[null,null,null,null,null,null,null,null,null,4447,"R-5Z/33","Ramka pięciokrotna",22.9,1,"szt","PLN","23%","",10,null,null,null,null,"5906729013916",null,null,"SZAFIR",null,null,"",null,10,null,"https://www.ospel.pl/sites/all/pliki/import/image/podtynk/szafir/czarny/r-5z_33.jpg","https://www.ospel.pl/sites/all/pliki/import/image/rysunki/szafir/ramka_5.pdf",null,"Tworzywo poliwęglan","","",null,null,null,"CZARNY METALIK",null,"","82 mm","366 mm","",null,null,"2025-05-08",null,"","https://www.ospel.pl/sites/all/pliki/import/image/podtynk/szafir/czarny/r-5z_33.jpg","27.33.13.0","8536 90 01"]
[null,null,null,null,null,null,null,null,null,4448,"R-5Z/70","Ramka pięciokrotna",22.9,1,"szt","PLN","23%","",10,null,null,null,null,"5906729014739",null,null,"SZAFIR",null,null,"",null,10,null,"https://www.ospel.pl/sites/all/pliki/import/image/podtynk/szafir/szary_mat/r-5z_70.jpg","https://www.ospel.pl/sites/all/pliki/import/image/rysunki/szafir/ramka_5.pdf",null,"Tworzywo poliwęglan","","",null,null,null,"SZARY MAT",null,"","82 mm","366 mm","",null,null,"2025-05-08",null,"","https://www.ospel.pl/sites/all/pliki/import/image/podtynk/szafir/szary_mat/r-5z_70.jpg","27.33.13.0","8536 90 01"]
[null,null,null,null,null,null,null,null,null,4449,"RH-1Z/00","Ramka pojedyncza do łączników IP-44",4.0999999999999996,1,"szt","PLN","23%","",10,null,null,null,null,"5906729012285",null,null,"SZAFIR",null,null,"",null,10,null,"https://www.ospel.pl/sites/all/pliki/import/image/podtynk/szafir/bialy/rh-1z_00.jpg","https://www.ospel.pl/sites/all/pliki/import/image/rysunki/szafir/ramka.pdf",null,"Tworzywo poliwęglan","","",null,null,null,"BIAŁY",null,"","82 mm","82 mm","",null,null,"2025-05-08",null,"","https://www.ospel.pl/sites/all/pliki/import/image/podtynk/szafir/bialy/rh-1z_00.jpg","27.33.13.0","8536 90 01"]
[null,null,null,null,null,null,null,null,null,4450,"RH-1Z/18","Ramka pojedyncza do łączników IP-44",8.1999999999999993,1,"szt","PLN","23%","",10,null,null,null,null,"5906729013107",null,null,"SZAFIR",null,null,"",null,10,null,"https://www.ospel.pl/sites/all/pliki/import/image/podtynk/szafir/srebrny/rh-1z_18.jpg","https://www.ospel.pl/sites/all/pliki/import/image/rysunki/szafir/ramka.pdf",null,"Tworzywo poliwęglan","","",null,null,null,"SREBRO",null,"","82 mm","82 mm","",null,null,"2025-05-08",null,"","https://www.ospel.pl/sites/all/pliki/import/image/podtynk/szafir/srebrny/rh-1z_18.jpg","27.33.13.0","8536 90 01"]
[null,null,null,null,null,null,null,null,null,4451,"RH-1Z/33","Ramka pojedyncza do łączników IP-44",8.1999999999999993,1,"szt","PLN","23%","",10,null,null,null,null,"5906729013923",null,null,"SZAFIR",null,null,"",null,10,null,"https://www.ospel.pl/sites/all/pliki/import/image/podtynk/szafir/czarny/rh-1z_33.jpg","https://www.ospel.pl/sites/all/pliki/import/image/rysunki/szafir/ramka.pdf",null,"Tworzywo poliwęglan","","",null,null,null,"CZARNY METALIK",null,"","82 mm","82 mm","",null,null,"2025-05-08",null,"","https://www.ospel.pl/sites/all/pliki/import/image/podtynk/szafir/czarny/rh-1z_33.jpg","27.33.13.0","8536 90 01"]
[null,null,null,null,null,null,null,null,null,4452,"RH-1Z/70","Ramka pojedyncza do łączników IP-44",8.1999999999999993,1,"szt","PLN","23%","",10,null,null,null,null,"5906729014746",null,null,"SZAFIR",null,null,"",null,10,null,"https://www.ospel.pl/sites/all/pliki/import/image/podtynk/szafir/szary_mat/rh-1z_70.jpg","https://www.ospel.pl/sites/all/pliki/import/image/rysunki/szafir/ramka.pdf",null,"Tworzywo poliwęglan","","",null,null,null,"SZARY MAT",null,"","82 mm","82 mm","",null,null,"2025-05-08",null,"","https://www.ospel.pl/sites/all/pliki/import/image/podtynk/szafir/szary_mat/rh-1z_70.jpg","27.33.13.0","8536 90 01"]
[null,null,null,null,null,null,null,null,null,4453,"RH-2Z/00","Ramka podwójna do łączników IP-44",7.1,1,"szt","PLN","23%","",10,null,null,null,null,"5906729012292",null,null,"SZAFIR",null,null,"",null,10,null,"https://www.ospel.pl/sites/all/pliki/import/image/podtynk/szafir/bialy/rh-2z_00.jpg","https://www.ospel.pl/sites/all/pliki/import/image/rysunki/szafir/ramka_2.pdf",null,"Tworzywo poliwęglan","","",null,null,null,"BIAŁY",null,"","82 mm","153 mm","",null,null,"2025-05-08",null,"","https://www.ospel.pl/sites/all/pliki/import/image/podtynk/szafir/bialy/rh-2z_00.jpg","27.33.13.0","8536 90 01"]
[null,null,null,null,null,null,null,null,null,4454,"RH-2Z/18","Ramka podwójna do łączników IP-44",12,1,"szt","PLN","23%","",10,null,null,null,null,"5906729013114",null,null,"SZAFIR",null,null,"",null,10,null,"https://www.ospel.pl/sites/all/pliki/import/image/podtynk/szafir/srebrny/rh-2z_18.jpg","https://www.ospel.pl/sites/all/pliki/import/image/rysunki/szafir/ramka_2.pdf",null,"Tworzywo poliwęglan","","",null,null,null,"SREBRO",null,"","82 mm","153 mm","",null,null,"2025-05-08",null,"","https://www.ospel.pl/sites/all/pliki/import/image/podtynk/szafir/srebrny/rh-2z_18.jpg","27.33.13.0","8536 90 01"]
[null,null,null,null,null,null,null,null,null,4455,"RH-2Z/33","Ramka podwójna do łączników IP-44",12,1,"szt","PLN","23%","",10,null,null,null,null,"5906729013930",null,null,"SZAFIR",null,null,"",null,10,null,"https://www.ospel.pl/sites/all/pliki/import/image/podtynk/szafir/czarny/rh-2z_33.jpg","https://www.ospel.pl/sites/all/pliki/import/image/rysunki/szafir/ramka_2.pdf",null,"Tworzywo poliwęglan","","",null,null,null,"CZARNY METALIK",null,"","82 mm","153 mm","",null,null,"2025-05-08",null,"","https://www.ospel.pl/sites/all/pliki/import/image/podtynk/szafir/czarny/rh-2z_33.jpg","27.33.13.0","8536 90 01"]
[null,null,null,null,null,null,null,null,null,4456,"RH-2Z/70","Ramka podwójna do łączników IP-44",12,1,"szt","PLN","23%","",10,null,null,null,null,"5906729014753",null,null,"SZAFIR",null,null,"",null,10,null,"https://www.ospel.pl/sites/all/pliki/import/image/podtynk/szafir/szary_mat/rh-2z_70.jpg","https://www.ospel.pl/sites/all/pliki/import/image/rysunki/szafir/ramka_2.pdf",null,"Tworzywo poliwęglan","","",null,null,null,"SZARY MAT",null,"","82 mm","153 mm","",null,null,"2025-05-08",null,"","https://www.ospel.pl/sites/all/pliki/import/image/podtynk/szafir/szary_mat/rh-2z_70.jpg","27.33.13.0","8536 90 01"]
[null,null,null,null,null,null,null,null,null,4457,"RH-3Z/00","Ramka potrójna do łączników IP-44",10.199999999999999,1,"szt","PLN","23%","",10,null,null,null,null,"5906729012308",null,null,"SZAFIR",null,null,"",null,10,null,"https://www.ospel.pl/sites/all/pliki/import/image/podtynk/szafir/bialy/rh-3z_00.jpg","https://www.ospel.pl/sites/all/pliki/import/image/rysunki/szafir/ramka_3.pdf",null,"Tworzywo poliwęglan","","",null,null,null,"BIAŁY",null,"","82 mm","224 mm","",null,null,"2025-05-08",null,"","https://www.ospel.pl/sites/all/pliki/import/image/podtynk/szafir/bialy/rh-3z_00.jpg","27.33.13.0","8536 90 01"]
[null,null,null,null,null,null,null,null,null,4458,"RH-3Z/18","Ramka potrójna do łączników IP-44",16,1,"szt","PLN","23%","",10,null,null,null,null,"5906729013121",null,null,"SZAFIR",null,null,"",null,10,null,"https://www.ospel.pl/sites/all/pliki/import/image/podtynk/szafir/srebrny/rh-3z_18.jpg","https://www.ospel.pl/sites/all/pliki/import/image/rysunki/szafir/ramka_3.pdf",null,"Tworzywo poliwęglan","","",null,null,null,"SREBRO",null,"","82 mm","224 mm","",null,null,"2025-05-08",null,"","https://www.ospel.pl/sites/all/pliki/import/image/podtynk/szafir/srebrny/rh-3z_18.jpg","27.33.13.0","8536 90 01"]
[null,null,null,null,null,null,null,null,null,4459,"RH-3Z/33","Ramka potrójna do łączników IP-44",16,1,"szt","PLN","23%","",10,null,null,null,null,"5906729013947",null,null,"SZAFIR",null,null,"",null,10,null,"https://www.ospel.pl/sites/all/pliki/import/image/podtynk/szafir/czarny/rh-3z_33.jpg","https://www.ospel.pl/sites/all/pliki/import/image/rysunki/szafir/ramka_3.pdf",null,"Tworzywo poliwęglan","","",null,null,null,"CZARNY METALIK",null,"","82 mm","224 mm","",null,null,"2025-05-08",null,"","https://www.ospel.pl/sites/all/pliki/import/image/podtynk/szafir/czarny/rh-3z_33.jpg","27.33.13.0","8536 90 01"]
[null,null,null,null,null,null,null,null,null,4460,"RH-3Z/70","Ramka potrójna do łączników IP-44",16,1,"szt","PLN","23%","",10,null,null,null,null,"5906729014760",null,null,"SZAFIR",null,null,"",null,10,null,"https://www.ospel.pl/sites/all/pliki/import/image/podtynk/szafir/szary_mat/rh-3z_70.jpg","https://www.ospel.pl/sites/all/pliki/import/image/rysunki/szafir/ramka_3.pdf",null,"Tworzywo poliwęglan","","",null,null,null,"SZARY MAT",null,"","82 mm","224 mm","",null,null,"2025-05-08",null,"","https://www.ospel.pl/sites/all/pliki/import/image/podtynk/szafir/szary_mat/rh-3z_70.jpg","27.33.13.0","8536 90 01"]
[null,null,null,null,null,null,null,null,null,4461,"RH-4Z/00","Ramka poczwórna do łączników IP-44",14.2,1,"szt","PLN","23%","",10,null,null,null,null,"5906729012315",null,null,"SZAFIR",null,null,"",null,10,null,"https://www.ospel.pl/sites/all/pliki/import/image/podtynk/szafir/bialy/rh-4z_00.jpg","https://www.ospel.pl/sites/all/pliki/import/image/rysunki/szafir/ramka_4.pdf",null,"Tworzywo poliwęglan","","",null,null,null,"BIAŁY",null,"","82 mm","295 mm","",null,null,"2025-05-08",null,"","https://www.ospel.pl/sites/all/pliki/import/image/podtynk/szafir/bialy/rh-4z_00.jpg","27.33.13.0","8536 90 01"]
[null,null,null,null,null,null,null,null,null,4462,"RH-4Z/18","Ramka poczwórna do łączników IP-44",21,1,"szt","PLN","23%","",10,null,null,null,null,"5906729013138",null,null,"SZAFIR",null,null,"",null,10,null,"https://www.ospel.pl/sites/all/pliki/import/image/podtynk/szafir/srebrny/rh-4z_18.jpg","https://www.ospel.pl/sites/all/pliki/import/image/rysunki/szafir/ramka_4.pdf",null,"Tworzywo poliwęglan","","",null,null,null,"SREBRO",null,"","82 mm","295 mm","",null,null,"2025-05-08",null,"","https://www.ospel.pl/sites/all/pliki/import/image/podtynk/szafir/srebrny/rh-4z_18.jpg","27.33.13.0","8536 90 01"]
[null,null,null,null,null,null,null,null,null,4463,"RH-4Z/33","Ramka poczwórna do łączników IP-44",21,1,"szt","PLN","23%","",10,null,null,null,null,"5906729013954",null,null,"SZAFIR",null,null,"",null,10,null,"https://www.ospel.pl/sites/all/pliki/import/image/podtynk/szafir/czarny/rh-4z_33.jpg","https://www.ospel.pl/sites/all/pliki/import/image/rysunki/szafir/ramka_4.pdf",null,"Tworzywo poliwęglan","","",null,null,null,"CZARNY METALIK",null,"","82 mm","295 mm","",null,null,"2025-05-08",null,"","https://www.ospel.pl/sites/all/pliki/import/image/podtynk/szafir/czarny/rh-4z_33.jpg","27.33.13.0","8536 90 01"]
[null,null,null,null,null,null,null,null,null,4464,"RH-4Z/70","Ramka poczwórna do łączników IP-44",21,1,"szt","PLN","23%","",10,null,null,null,null,"5906729014777",null,null,"SZAFIR",null,null,"",null,10,null,"https://www.ospel.pl/sites/all/pliki/import/image/podtynk/szafir/szary_mat/rh-4z_70.jpg","https://www.ospel.pl/sites/all/pliki/import/image/rysunki/szafir/ramka_4.pdf",null,"Tworzywo poliwęglan","","",null,null,null,"SZARY MAT",null,"","82 mm","295 mm","",null,null,"2025-05-08",null,"","https://www.ospel.pl/sites/all/pliki/import/image/podtynk/szafir/szary_mat/rh-4z_70.jpg","27.33.13.0","8536 90 01"]
[null,null,null,null,null,null,null,null,null,4465,"RH-5Z/00","Ramka pięciokrotna do łączników IP-44",17,1,"szt","PLN","23%","",10,null,null,null,null,"5906729012322",null,null,"SZAFIR",null,null,"",null,10,null,"https://www.ospel.pl/sites/all/pliki/import/image/podtynk/szafir/bialy/rh-5z_00.jpg","https://www.ospel.pl/sites/all/pliki/import/image/rysunki/szafir/ramka_5.pdf",null,"Tworzywo poliwęglan","","",null,null,null,"BIAŁY",null,"","82 mm","366 mm","",null,null,"2025-05-08",null,"","https://www.ospel.pl/sites/all/pliki/import/image/podtynk/szafir/bialy/rh-5z_00.jpg","27.33.13.0","8536 90 01"]
[null,null,null,null,null,null,null,null,null,4466,"RH-5Z/18","Ramka pięciokrotna do łączników IP-44",23.1,1,"szt","PLN","23%","",10,null,null,null,null,"5906729013145",null,null,"SZAFIR",null,null,"",null,10,null,"https://www.ospel.pl/sites/all/pliki/import/image/podtynk/szafir/srebrny/rh-5z_18.jpg","https://www.ospel.pl/sites/all/pliki/import/image/rysunki/szafir/ramka_5.pdf",null,"Tworzywo poliwęglan","","",null,null,null,"SREBRO",null,"","82 mm","366 mm","",null,null,"2025-05-08",null,"","https://www.ospel.pl/sites/all/pliki/import/image/podtynk/szafir/srebrny/rh-5z_18.jpg","27.33.13.0","8536 90 01"]
[null,null,null,null,null,null,null,null,null,4467,"RH-5Z/33","Ramka pięciokrotna do łączników IP-44",23.1,1,"szt","PLN","23%","",10,null,null,null,null,"5906729013961",null,null,"SZAFIR",null,null,"",null,10,null,"https://www.ospel.pl/sites/all/pliki/import/image/podtynk/szafir/czarny/rh-5z_33.jpg","https://www.ospel.pl/sites/all/pliki/import/image/rysunki/szafir/ramka_5.pdf",null,"Tworzywo poliwęglan","","",null,null,null,"CZARNY METALIK",null,"","82 mm","366 mm","",null,null,"2025-05-08",null,"","https://www.ospel.pl/sites/all/pliki/import/image/podtynk/szafir/czarny/rh-5z_33.jpg","27.33.13.0","8536 90 01"]
[null,null,null,null,null,null,null,null,null,4468,"RH-5Z/70","Ramka pięciokrotna do łączników IP-44",23.1,1,"szt","PLN","23%","",10,null,null,null,null,"5906729014784",null,null,"SZAFIR",null,null,"",null,10,null,"https://www.ospel.pl/sites/all/pliki/import/image/podtynk/szafir/szary_mat/rh-5z_70.jpg","https://www.ospel.pl/sites/all/pliki/import/image/rysunki/szafir/ramka_5.pdf",null,"Tworzywo poliwęglan","","",null,null,null,"SZARY MAT",null,"","82 mm","366 mm","",null,null,"2025-05-08",null,"","https://www.ospel.pl/sites/all/pliki/import/image/podtynk/szafir/szary_mat/rh-5z_70.jpg","27.33.13.0","8536 90 01"]
[null,null,null,null,null,null,null,null,null,4469,"Z-1Z/m/00","Zaślepka",8,1,"szt","PLN","23%","",10,null,null,null,null,"5906729012186",null,null,"SZAFIR",null,null,"",null,10,null,"https://www.ospel.pl/sites/all/pliki/import/image/podtynk/szafir/bialy/z-1z_m_00.jpg","",null,"Montaż do puszek fi 60","","",null,null,null,"BIAŁY",null,"0.02800000 kg","75 mm","75 mm","22 mm",null,null,"2025-05-08",null,"","https://www.ospel.pl/sites/all/pliki/import/image/podtynk/szafir/bialy/z-1z_m_00.jpg","27.12.23.0","8536 90 01"]
[null,null,null,null,null,null,null,null,null,4470,"Z-1Z/m/18","Zaślepka",9.4,1,"szt","PLN","23%","",10,null,null,null,null,"5906729013008",null,null,"SZAFIR",null,null,"",null,10,null,"https://www.ospel.pl/sites/all/pliki/import/image/podtynk/szafir/srebrny/z-1z_m_18.jpg","",null,"Montaż do puszek fi 60","","",null,null,null,"SREBRO",null,"0.02800000 kg","75 mm","75 mm","22 mm",null,null,"2025-05-08",null,"","https://www.ospel.pl/sites/all/pliki/import/image/podtynk/szafir/srebrny/z-1z_m_18.jpg","27.12.23.0","8536 90 01"]
[null,null,null,null,null,null,null,null,null,4471,"Z-1Z/m/33","Zaślepka",9.4,1,"szt","PLN","23%","",10,null,null,null,null,"5906729013824",null,null,"SZAFIR",null,null,"",null,10,null,"https://www.ospel.pl/sites/all/pliki/import/image/podtynk/szafir/czarny/z-1z_m_33.jpg","",null,"Montaż do puszek fi 60","","",null,null,null,"CZARNY METALIK",null,"0.02800000 kg","75 mm","75 mm","22 mm",null,null,"2025-05-08",null,"","https://www.ospel.pl/sites/all/pliki/import/image/podtynk/szafir/czarny/z-1z_m_33.jpg","27.12.23.0","8536 90 01"]
[null,null,null,null,null,null,null,null,null,4472,"Z-1Z/m/70","Zaślepka",9.4,1,"szt","PLN","23%","",10,null,null,null,null,"5906729014647",null,null,"SZAFIR",null,null,"",null,10,null,"https://www.ospel.pl/sites/all/pliki/import/image/podtynk/szafir/szary_mat/z-1z_m_70.jpg","",null,"Montaż do puszek fi 60","","",null,null,null,"SZARY MAT",null,"0.02800000 kg","75 mm","75 mm","22 mm",null,null,"2025-05-08",null,"","https://www.ospel.pl/sites/all/pliki/import/image/podtynk/szafir/szary_mat/z-1z_m_70.jpg","27.12.23.0","8536 90 01"]
[null,null,null,null,null,null,null,null,null,4473,"ZU-1Z","Zestaw uszczelniający do łączników IP-44",4.0999999999999996,1,"szt","PLN","23%","",10,null,null,null,null,"5906729015637",null,null,"SZAFIR",null,null,"",null,10,null,"https://www.ospel.pl/sites/all/pliki/import/image/podtynk/szafir/bialy/zu-1z.jpg","",null,"","","",null,null,null,"BIAŁY",null,"","84 mm","84 mm","25 mm",null,null,"2025-05-08",null,"","https://www.ospel.pl/sites/all/pliki/import/image/podtynk/szafir/bialy/zu-1z.jpg","27.33.13.0","8536 90 01"]
[null,null,null,null,null,null,null,null,null,4474,"YT105","Transformator 0,45A 0-105W",71.900000000000006,1,"szt","PLN","23%","",0,null,null,null,null,"5906160700024",null,null,"TRANSFORMATORY",null,null,"Cena stała - nie podlega rabatowaniu",null,0,null,"https://www.ospel.pl/sites/all/pliki/import/image/transformatory/yt105.jpg","",null,"","","",null,null,null,"",null,"","","","",null,null,"2025-05-08",null,"","https://www.ospel.pl/sites/all/pliki/import/image/transformatory/yt105.jpg","27.11.50.0","8504 31 80"]
[null,null,null,null,null,null,null,null,null,4475,"YT150","Transformator 0,65A 0-150W",111.2,1,"szt","PLN","23%","",0,null,null,null,null,"5906160700031",null,null,"TRANSFORMATORY",null,null,"Cena stała - nie podlega rabatowaniu",null,0,null,"https://www.ospel.pl/sites/all/pliki/import/image/transformatory/yt150.jpg","",null,"","","",null,null,null,"",null,"","","","",null,null,"2025-05-08",null,"","https://www.ospel.pl/sites/all/pliki/import/image/transformatory/yt150.jpg","27.11.50.0","8504 31 80"]
[null,null,null,null,null,null,null,null,null,4476,"YT210","Transformator 0,93A 0-210W",124.6,1,"szt","PLN","23%","",0,null,null,null,null,"5906160700093",null,null,"TRANSFORMATORY",null,null,"Cena stała - nie podlega rabatowaniu",null,0,null,"https://www.ospel.pl/sites/all/pliki/import/image/transformatory/yt210.jpg","",null,"","","",null,null,null,"",null,"","","","",null,null,"2025-05-08",null,"","https://www.ospel.pl/sites/all/pliki/import/image/transformatory/yt210.jpg","27.11.50.0","8504 31 80"]
[null,null,null,null,null,null,null,null,null,4477,"YT250","Transformator 1,1A 0-250W",133.1,1,"szt","PLN","23%","",0,null,null,null,null,"5906160700048",null,null,"TRANSFORMATORY",null,null,"Cena stała - nie podlega rabatowaniu",null,0,null,"https://www.ospel.pl/sites/all/pliki/import/image/transformatory/yt250.jpg","",null,"","","",null,null,null,"",null,"","","","",null,null,"2025-05-08",null,"","https://www.ospel.pl/sites/all/pliki/import/image/transformatory/yt250.jpg","27.11.50.0","8504 31 80"]
[null,null,null,null,null,null,null,null,null,4478,"YT50","Transformator 0,22A 0-50W",58,1,"szt","PLN","23%","",0,null,null,null,null,"5906160700000",null,null,"TRANSFORMATORY",null,null,"Cena stała - nie podlega rabatowaniu",null,0,null,"https://www.ospel.pl/sites/all/pliki/import/image/transformatory/yt50.jpg","",null,"","","",null,null,null,"",null,"","","","",null,null,"2025-05-08",null,"","https://www.ospel.pl/sites/all/pliki/import/image/transformatory/yt50.jpg","27.11.50.0","8504 31 80"]
[null,null,null,null,null,null,null,null,null,4479,"YT60","Transformator 0,27A 0-60W",60,1,"szt","PLN","23%","",0,null,null,null,null,"5906160700086",null,null,"TRANSFORMATORY",null,null,"Cena stała - nie podlega rabatowaniu",null,0,null,"https://www.ospel.pl/sites/all/pliki/import/image/transformatory/yt60.jpg","",null,"","","Tylko na zamówienie",null,null,null,"",null,"","","","",null,null,"2025-05-08",null,"","https://www.ospel.pl/sites/all/pliki/import/image/transformatory/yt60.jpg","27.11.50.0","8504 31 80"]
[null,null,null,null,null,null,null,null,null,4480,"YT70","Transformator 0,35A 0-70W",62.8,1,"szt","PLN","23%","",0,null,null,null,null,"5906160700017",null,null,"TRANSFORMATORY",null,null,"Cena stała - nie podlega rabatowaniu",null,0,null,"https://www.ospel.pl/sites/all/pliki/import/image/transformatory/yt70.jpg","",null,"","","",null,null,null,"",null,"","","","",null,null,"2025-05-08",null,"","https://www.ospel.pl/sites/all/pliki/import/image/transformatory/yt70.jpg","27.11.50.0","8504 31 80"]
[null,null,null,null,null,null,null,null,null,4481,"WKE","Wtyczka ekwipotencjalna",136.5,1,"szt","PLN","23%","",0,null,null,null,null,"5907577459192",null,null,"WTYCZKA EKWIPOTENCJALNA",null,null,"",null,0,null,"https://www.ospel.pl/sites/all/pliki/import/image/podtynk/wtyczka_g_ekwi/wke.jpg","",null,"","","",null,null,null,"BIAŁY",null,"","","","",null,null,"2025-05-08",null,"","https://www.ospel.pl/sites/all/pliki/import/image/podtynk/wtyczka_g_ekwi/wke.jpg","","8536 90 10"]
[null,null,null,null,null,null,null,null,null,4482,"WKZ/00","Wtyczka kątowa",10.1,1,"szt","PLN","23%","",20,null,null,null,null,"5907577410681",null,null,"WTYCZKI",null,null,"",null,20,null,"https://www.ospel.pl/sites/all/pliki/import/image/wtyczki/wkz_00.jpg","",null,"","","",null,null,null,"BIAŁY",null,"","","","",null,null,"2025-05-08",null,"","https://www.ospel.pl/sites/all/pliki/import/image/wtyczki/wkz_00.jpg","27.33.13.0","8536 69 90          "]
[null,null,null,null,null,null,null,null,null,4483,"WPZ/00","Wtyczka prosta",10.5,1,"szt","PLN","23%","",20,null,null,null,null,"5907577410667",null,null,"WTYCZKI",null,null,"",null,20,null,"https://www.ospel.pl/sites/all/pliki/import/image/wtyczki/wpz_00.jpg","",null,"","","",null,null,null,"BIAŁY",null,"","","","",null,null,"2025-05-08",null,"","https://www.ospel.pl/sites/all/pliki/import/image/wtyczki/wpz_00.jpg","27.33.13.0","8536 69 90          "]
[null,null,null,null,null,null,null,null,null,4484,"ZG","Zatyczka gniazda",9.1,1,"kpl","PLN","23%","",0,null,null,null,null,"5907559808482",null,null,"ZATYCZKA GNIAZDA",null,null,"",null,0,null,"https://www.ospel.pl/sites/all/pliki/import/image/akcesoria/zg.jpg","",null,"","","",null,null,null,"BIAŁY",null,"","","","",null,null,"2025-05-08",null,"","https://www.ospel.pl/sites/all/pliki/import/image/akcesoria/zg.jpg","27.12.23.0","8536 30 10"]